## Definition
| NEW | ↓ | ↓ | ↓ | ↓* |  |  |  | ↓*
Macro | Used in Components / MACRO | TRNSYS Input Use | TRNSYS Input Name | TRNSYS Input equal | TRNSYS input | User Input | EXCEL Formula / Default Values Correlation | Unit | TRNSYS Formula / Default Values Correlation | Description Variable and Correlation | Interface's User | Triple Validation Check: Original Validation / TRNSYS Formula / Excel Formula | Trazability | colour code
MACRO 4200
M4100 |  | * | FLUID PARAMETERS
M4100 |  |  | EQUATION | 12 | [7 empty] | 1 | V001
M4100 | M4100_AAC01 M4100_PI01 M4100_PI02 M4100_PU01 M4100_PU02 M4100_PU03 |  | M4100_AAC01_Cp_CHW | = | 4.19 |  | 4.19 | kJ/kg.K | CpAgua | Fluid specific heat (chilled water loop) |  | 1 | V001
M4100 | M4100_AAC01 M4100_PI01 M4100_PI02 M4100_PU01 M4100_PU02 M4100_PU03 |  | M4100_AAC01_Cp_HW | = | 4.19 |  | 4.19 | kJ/kg.K | CpAgua | Fluid specific heat (hot water loop) |  | 1 | V001
M4100 | M4100_AAC01 M4100_PI01 M4100_PI02 M4100_PU01 M4100_PU02 M4100_PU03 |  | M4100_AAC01_Cp_COW | = | 4.19 |  | 4.19 | kJ/kg.K | CpAgua | Fluid specific heat (cooling water loop) |  | 1 | V001
M4100 | M4100_PI01 M4100_PI02 |  | M4100_AAC01_Ro_CHW | = | 1000 |  | 1000 | kg/m3 | RoAgua | Fluid density (chilled water loop) |  | 1 | V001
M4100 | M4100_PI01 M4100_PI02 |  | M4100_AAC01_Ro_HW | = | 1000 |  | 1000 | kg/m3 | RoAgua | Fluid density (hot water loop) |  | 1 | V001
M4100 | M4100_PI01 M4100_PI02 |  | M4100_AAC01_Ro_COW | = | 1000 |  | 1000 | kg/m3 | RoAgua | Fluid density (cooling water loop) |  | 1 | V001
M4100 | M4100_PI01 M4100_PI02 |  | M4100_AAC01_Mu_CHW | = | 1.8 |  | 1.8 | kg/m.h | MuAgua | Fluid viscosity (chilled water loop) |  | 1 | V001
M4100 | M4100_PI01 M4100_PI02 |  | M4100_AAC01_Mu_HW | = | 1.8 |  | 1.8 | kg/m.h | MuAgua | Fluid viscosity (hot water loop) |  | 1 | V001
M4100 | M4100_PI01 M4100_PI02 |  | M4100_AAC01_Mu_COW | = | 1.8 |  | 1.8 | kg/m.h | MuAgua | Fluid viscosity (cooling water loop) |  | 1 | V001
M4100 | M4100_PI01 M4100_PI02 |  | M4100_AAC01_K_CHW | = | 2.34 |  | 2.34 | kJ/h.m.K | Kagua | Fluid thermal conductivity (chilled water loop) |  | 1 | V001
M4100 | M4100_PI01 M4100_PI02 |  | M4100_AAC01_K_HW | = | 2.34 |  | 2.34 | kJ/h.m.K | Kagua | Fluid thermal conductivity (hot water loop) |  | 1 | V001
M4100 | M4100_PI01 M4100_PI02 |  | M4100_AAC01_K_COW | = | 2.34 |  | 2.34 | kJ/h.m.K | Kagua | Fluid thermal conductivity (cooling water loop) |  | 1 | V001
M4100 |  | * | NOMINAL DATA
M4100 |  |  | EQUATION | 8 | [7 empty] | 1 | V001
M4100 | M4100_AAC01 |  | M4100_AAC01_QCHWNom | = | 1080000000 |  | 360000 | kJ/hr | 100*1000*WTOKJPH | Nominal Capacity |  | 1 | V001
M4100 | M4100_AAC01 |  | M4100_AAC01_COPNom | = | 0.8599 |  | 0.8599 | - | 0.8599 | Nominal COP. URV Data File |  | 1 | V001
M4100 | M4100_AAC01 |  | M4100_AAC01_TCHWInNom | = | 12 |  | 12 | °C | 12 | Chilled water inlet temperature |  | 1 | V001
M4100 | M4100_AAC01 |  | M4100_AAC01_TCHWOuNom | = | 7 |  | 7 | °C | 7 | Chilled water outlet temperature |  | 1 | V001
M4100 | M4100_AAC01 |  | M4100_AAC01_THWInNom | = | 95 |  | 95 | °C | 95 | Hot water inlet temperature |  | 1 | V001
M4100 | M4100_AAC01 |  | M4100_AAC01_THWOuNom | = | 90 |  | 90 | °C | 90 | Hot water outlet temperature |  | 1 | V001
M4100 | M4100_AAC01 |  | M4100_AAC01_TCOWInNom | = | 31.5 |  | 31.5 | °C | 31.5 | Cooling water inlet temperature |  | 1 | V001
M4100 | M4100_AAC01 |  | M4100_AAC01_TCOWOuNom | = | 36.5 |  | 36.5 | °C | 36.5 | Cooling water outlet temperature |  | 1 | V001
M4100 |  | * | CYCLIC PARAMETERS
M4100 |  |  | EQUATION | 7 | [7 empty] | 1
M4100 | M4100_AAC01 |  | M4100_AAC01_coefa | = | 4036.4 |  | 4036.4 | - | 4036.4 | Second order coefficient associated with the cycle time equation. |  | 1 | V001
M4100 | M4100_AAC01 |  | M4100_AAC01_coefb | = | -7625.6 |  | -7625.6 | - | -7625.6 | First order coefficient associated with the cycle time equation. |  | 1 | V001
M4100 | M4100_AAC01 |  | M4100_AAC01_coefc | = | 4037.3 |  | 4037.3 | - | 4037.3 | Free coefficient associated with the cycle time equation. |  | 1 | V001
M4100 | M4100_AAC01 |  | M4100_AAC01_fcycleperiod | = | 200 |  | 200 | seconds | 200 | Reference period. |  | 1 | V001
M4100 | M4100_AAC01 |  | M4100_AAC01_fQCHW | = | -0.015 |  | -0.015 | - | -0.015 | Percentage decrease in cold generated due to cyclic behavior. |  | 1 | V001
M4100 | M4100_AAC01 |  | M4100_AAC01_fQCOW | = | 0.0038 |  | 0.0038 | - | 0.0038 | Percentage of additional heat to be dissipated in the absorber due to cyclic behavior. |  | 1 | V001
M4100 | M4100_AAC01 |  | M4100_AAC01_fQHW | = | 0.02 |  | 0.02 | - | 0.02 | Percentage of additional heat required in the generator due to system cyclic behavior. |  | 1 | V001
M4100 |  | * | CHILLERS PARAMETERS
M4100 |  |  | EQUATION | 12 | [7 empty] | 1 | V001
M4100 | M4100_AAC01 |  | M4100_AAC01_LU | = | 48 |  | 48 | - | 48 | Logical unit for the performance data file |  | 1 | V001
M4100 | M4100_AAC01 |  | M4100_AAC01_ExtFil_HW | = | 2 |  | 2 | - | 2 | Number of HW temperatures in data file |  | 1 | V001
M4100 | M4100_AAC01 |  | M4100_AAC01_ExtFil_COW | = | 3 |  | 3 | - | 3 | Number of CW steps in data file |  | 1 | V001
M4100 | M4100_AAC01 |  | M4100_AAC01_ExtFil_CHW | = | 3 |  | 3 | - | 3 | Number of CHW setpoints in data file |  | 1 | V001
M4100 | M4100_AAC01 |  | M4100_AAC01_ExtFil_PLR | = | 5 |  | 5 | - | 5 | Number of load fractions in data file |  | 1 | V001
M4100 | M4100_AAC01 |  | M4100_AAC01_Wpower | = | 14400 |  | 14400 | kJ/h | 0.04*M4100_AAC01_QCHWNom | Auxiliary electrical power |  | 1 | V001
M4100 | M4100_AAC01 |  | M4100_AAC01_TCHWset | = | 7 |  | 7 | °C | 7 | CHW setpoint |  | 1 | V001
M4100 | M4100_AAC01 |  | M4100_AAC01_QHWNom | = | 418653.3318 |  | 418653.3318 | kJ/hr | M4100_AAC01_QCHWNom/M4100_AAC01_COPNom | Hot water energy |  | 1 | V001
M4100 | M4100_AAC01 |  | M4100_AAC01_QCOWNom | = | 778653.3318 |  | 778653.3318 | kJ/hr | M4100_AAC01_QCHWNom+M4100_AAC01_QHWNom | Cooling water energy |  | 1 | V001
M4100 | M4100_AAC01 |  | M4100_AAC01_MCHWNom | = | 17183.7709 |  | 17183.7709 | kg/h | M4100_AAC01_QCHWNom/(M4100_AAC01_Cp_CHW*(M4100_AAC01_TCHWInNom-M4100_AAC01_TCHWOuNom)) | Chilled water flow rate |  | 1 | V001
M4100 | M4100_AAC01 |  | M4100_AAC01_MHWNom | = | 19983.4526 |  | 19983.4526 | kg/h | M4100_AAC01_QHWNom/(M4100_AAC01_Cp_HW*(M4100_AAC01_THWInNom-M4100_AAC01_THWOuNom)) | Hot water flow rate |  | 1 | V001
M4100 | M4100_AAC01 |  | M4100_AAC01_MCOWNom | = | 37167.2235 |  | 37167.2235 | kg/h | M4100_AAC01_QCOWNom/(M4100_AAC01_Cp_COW*(M4100_AAC01_TCOWOuNom-M4100_AAC01_TCOWInNom)) | Cooling water flow rate |  | 1 | V001
M4100 |  | * | COOLING TOWER PARAMETERS
M4100 |  |  | EQUATION | 8 | [7 empty] | 1 | V001
M4100 | M4100_CT01 |  | M4100_CT01_AtmPressNom | = | 1 |  | 1 | atm | 1 | Atmospheric pressure at design |  | 1 | V001
M4100 | M4100_CT01 |  | M4100_CT01_MairNom | = | 18692.6694 |  | 18692.6694 | kg/hr | (M4100_AAC01_QCOWNom*0.018932676-251.549848)*RoAir | Air flow rate at design |  | 1 | V001
M4100 | M4100_CT01 |  | M4100_CT01_AirWTNom | = | 18.88 |  | 18.88 | °C | 18.88 | Entering wetbulb temperature at design |  | 1 | V001
M4100 | M4100_CT01 |  | M4100_CT01_FanWNom | = | 3920.1909 |  | 3920.1909 | kJ/hr | (M4100_CT01_MairNom/RoAir)*0.520110378-3616.43805 | Fan power at design |  | 1 | V001
M4100 | M4100_CT01 |  | M4100_CT01_LSAirFrac | = | 0.6 |  | 0.6 | Fraction | 0.6 | Low speed airflow fraction |  | 1 | V001
M4100 | M4100_CT01 |  | M4100_CT01_LSCapFrac | = | 0.4 |  | 0.4 | Fraction | 0.4 | Low speed capacity fraction |  | 1 | V001
M4100 | M4100_CT01 |  | M4100_CT01_ConvAirFrac | = | 0.2 |  | 0.2 | Fraction | 0.2 | Natural convection airflow fraction |  | 1 | V001
M4100 | M4100_CT01 |  | M4100_CT01_ConvCapFrac | = | 0.1 |  | 0.1 | Fraction | 0.1 | Natural convection capacity fraction |  | 1 | V001
M4100 |  | * | STORAGE PARAMETERS
M4100 |  |  | EQUATION | 26 | [7 empty] | 1 | V001
M4100 | M4100_ST01 |  | M4100_ST01_Loc | = | 0 |  | 0 | - | 0 | Storage tank location |  | 1 | V001
M4100 | M4100_ST01 |  | M4100_ST01_Vol | = | 17.1838 |  | 17.1838 | m3 | 4*(M4100_AAC01_MCHWNom*15/60)/M4100_AAC01_Ro_CHW | Tank volume |  | 1 | V001
M4100 | M4100_ST01 |  | M4100_ST01_Height | = | 8 |  | 8 | m | 8 | Tank height |  | 1 | V001
M4100 | M4100_ST01 |  | M4100_ST01_Fluidcp | = | 4.19 |  | 4.19 | kJ/kg.K | M4100_AAC01_Cp_CHW | Fluid specific heat |  | 1 | V001
M4100 | M4100_ST01 |  | M4100_ST01_Fluidrho | = | 1000 |  | 1000 | kg/m3 | M4100_AAC01_Ro_CHW | Fluid density |  | 1 | V001
M4100 | M4100_ST01 |  | M4100_ST01_Fluidmu | = | 1.8 |  | 1.8 | kg/m.hr | M4100_AAC01_Mu_CHW | Fluid viscosity |  | 1 | V001
M4100 | M4100_ST01 |  | M4100_ST01_Fluidk | = | 2.34 |  | 2.34 | kJ/hr.m.K | M4100_AAC01_K_CHW | Fluid thermal conductivity |  | 1 | V001
M4100 | M4100_ST01 |  | M4100_ST01_IsoTopTh | = | 0.03096 |  | 0.03096 | m | 0.043*3.6/5 | Top insulation thickness |  | 1 | V001
M4100 | M4100_ST01 |  | M4100_ST01_IsoTopK | = | 0.043 |  | 0.043 | W.m.K | 0.043 | Top thermal conductivity |  | 1 | V001
M4100 | M4100_ST01 |  | M4100_ST01_IsoLatTh | = | 0.03096 |  | 0.03096 | m | 0.043*3.6/5 | Edge insulation thickness |  | 1 | V001
M4100 | M4100_ST01 |  | M4100_ST01_IsoLatK | = | 0.043 |  | 0.043 | W.m.K | 0.043 | Edge thermal conductivity |  | 1 | V001
M4100 | M4100_ST01 |  | M4100_ST01_IsoBotTh | = | 0.03096 |  | 0.03096 | m | 0.043*3.6/5 | Bottom insulation thickness |  | 1 | V001
M4100 | M4100_ST01 |  | M4100_ST01_IsoBotK | = | 0.043 |  | 0.043 | W.m.K | 0.043 | Bottom thermal conductivity |  | 1 | V001
M4100 | M4100_ST01 |  | M4100_ST01_Utop | = | 5 |  | 5 | kJ/hr.m^2.K | M4100_ST01_IsoTopK*WTOKJPH/M4100_ST01_IsoTopTh | Top Loss coefficient |  | 1 | V001
M4100 | M4100_ST01 |  | M4100_ST01_Ulat | = | 5 |  | 5 | kJ/hr.m^2.K | M4100_ST01_IsoLatK*WTOKJPH/M4100_ST01_IsoLatTh | Edge Loss Coefficient |  | 1 | V001
M4100 | M4100_ST01 |  | M4100_ST01_Ubot | = | 5 |  | 5 | kJ/hr.m^2.K | M4100_ST01_IsoBotK*WTOKJPH/M4100_ST01_IsoBotTh | Bottom Loss Coefficient |  | 1 | V001
M4100 | M4100_ST01 |  | M4100_ST01_P1Mode | = | 1 |  | 1 | - | 1 | Inlet Flow Mode-1 |  | 1 | V001
M4100 | M4100_ST01 |  | M4100_ST01_P1In | = | 1 |  | 1 | - | 1 | Entry Node-1 |  | 1 | V001
M4100 | M4100_ST01 |  | M4100_ST01_P1Ou | = | 9 |  | 9 | - | 9 | Exit Node-1 |  | 1 | V001
M4100 | M4100_ST01 |  | M4100_ST01_P2Mode | = | 1 |  | 1 | - | 1 | Inlet Flow Mode-2 |  | 1 | V001
M4100 | M4100_ST01 |  | M4100_ST01_P2In | = | 10 |  | 10 | - | 10 | Entry Node-2 |  | 1 | V001
M4100 | M4100_ST01 |  | M4100_ST01_P2Ou | = | 2 |  | 2 | - | 2 | Exit Node-2 |  | 1 | V001
M4100 | M4100_ST01 |  | M4100_ST01_P3Mode | = | 1 |  | 1 | - | 1 | Inlet Flow Mode-3 |  | 1 | V001
M4100 | M4100_ST01 |  | M4100_ST01_P3In | = | 10 |  | 10 | - | 10 | Entry Node-3 |  | 1 | V001
M4100 | M4100_ST01 |  | M4100_ST01_P3Ou | = | 1 |  | 1 | - | 1 | Exit Node-3 |  | 1 | V001
M4100 | M4100_ST01 |  | M4100_ST01_Tt0 | = | 12 |  | 12 | °C | 12 | Initial Tank Temperature |  | 1 | V001
M4100 |  | * | PUMP PARAMETERS
M4100 |  |  | EQUATION | 12 | [7 empty] | 1 | V001
M4100 | M4100_PU01 |  | M4100_PU01_M | = | 17183.7709 |  | 17183.7709 | kg/h | M4100_AAC01_MCHWNom | Nominal pump mass flow rate |  | 1 | V001
M4100 | M4100_PU01 |  | M4100_PU01_V | = | 17.1838 |  | 17.1838 | m3/h | M4100_PU01_M/M4100_AAC01_Ro_CHW | Pump flow rate |  | 1 | V001
M4100 | M4100_PU01 |  | M4100_PU01_AP | = | 122463.8532 |  | 122463.8532 | Pa | MIN(GT(M4100_PU01_V,0.2)*((9.49779473*10**-6)*M4100_PU01_V**3-0.00350971*M4100_PU01_V**2+0.44274642*M4100_PU01_V+5.87642027)+LE(M4100_PU01_V,0.2)*25*M4100_PU01_V,30)*M4100_AAC01_Ro_CHW*9.8 | Nominal pressure difference |  | 1 | V001
M4100 | M4100_PU01 |  | M4100_PU01_P | = | 3006.2726 |  | 3006.2726 | kJ/h | M4100_PU01_AP*M4100_PU01_V*(1/3600)*3.6/eta_pump | Rated power consumption |  | 1 | V001
M4100 | M4100_PU02 |  | M4100_PU02_M | = | 19983.4526 |  | 19983.4526 | kg/h | M4100_AAC01_MHWNom | Rated flow rate |  | 1
M4100 | M4100_PU02 |  | M4100_PU02_V | = | 19.9835 |  | 19.9835 | m3/h | M4100_PU02_M/M4100_AAC01_Ro_HW | Pump flow rate |  | 1
M4100 | M4100_PU02 |  | M4100_PU02_AP | = | 131302.893 |  | 131302.893 | Pa | MIN(GT(M4100_PU02_V,0.2)*((9.49779473*10**-6)*M4100_PU02_V**3-0.00350971*M4100_PU02_V**2+0.44274642*M4100_PU02_V+5.87642027)+LE(M4100_PU02_V,0.2)*25*M4100_PU02_V,30)*M4100_AAC01_Ro_HW*9.8 | Nominal pressure difference |  | 1
M4100 | M4100_PU02 |  | M4100_PU02_P | = | 3748.4073 |  | 3748.4073 | kJ/h | M4100_PU02_AP*M4100_PU02_V*(1/3600)*3.6/eta_pump | Rated power consumption |  | 1 | V001
M4100 | M4100_PU03 |  | M4100_PU03_M | = | 37167.2235 |  | 37167.2235 | kg/h | M4100_AAC01_MCOWNom | Rated flow rate |  | 1 | V001
M4100 | M4100_PU03 |  | M4100_PU03_V | = | 37.1672 |  | 37.1672 | m3/h | M4100_PU03_M/M4100_AAC01_Ro_COW | Pump flow rate |  | 1 | V001
M4100 | M4100_PU03 |  | M4100_PU03_AP | = | 176119.6957 |  | 176119.6957 | Pa | MIN(GT(M4100_PU03_V,0.2)*((9.49779473*10**-6)*M4100_PU03_V**3-0.00350971*M4100_PU03_V**2+0.44274642*M4100_PU03_V+5.87642027)+LE(M4100_PU03_V,0.2)*25*M4100_PU03_V,30)*M4100_AAC01_Ro_COW*9.8 | Nominal pressure difference |  | 1 | V001
M4100 | M4100_PU03 |  | M4100_PU03_P | = | 9351.2573 |  | 9351.2573 | kJ/h | M4100_PU03_AP*M4100_PU03_V*(1/3600)*3.6/eta_pump | Rated power consumption |  | 1 | V001
M4100 |  | * | PIPES PARAMETERS
M4100 |  |  | EQUATION | 9 | [7 empty] | 1 | V001
M4100 | M4100_PI01 M4100_PI02 |  | M4100_PI0102_Loc | = | 0 |  | 0 | - | 0 | Pipe location: 0=External 1=Internal 2=Buried |  | 1 | V001
M4100 | M4100_PI01 M4100_PI02 |  | M4100_PI01_Di | = | 0.06218 |  | 0.06218 | m | MAX(0.015*(M4100_PU01_M/M4100_AAC01_Ro_CHW)^0.5,0.012) | Inside diameter |  | 1 | V001
M4100 | M4100_PI01 M4100_PI02 |  | M4100_PI01_e | = | 0.0028099 |  | 0.0028099 | m | ((1000*M4100_PI01_Di)*0.01823616+1.67597866)/1000 | Pipe thickness. Based on tabulated data, a linear correlation is obtained by using the polyfit function in the python program. For more information, see annexes. |  | 1 | V001
M4100 | M4100_PI01 M4100_PI02 |  | M4100_PI01_Do | = | 0.0678 |  | 0.0678 | m | M4100_PI01_Di+2*M4100_PI01_e | Outside diameter |  | 1
M4100 | M4100_PI01 M4100_PI02 |  | M4100_PI01_Kpi | = | 1180.8 |  | 1180.8 | kJ/h.m.K | 328*WTOKJPH | Pipe thermal conductivity |  | 1 | V001
M4100 | M4100_PI01 M4100_PI02 |  | M4100_PI01_Insth | = | 0.052895 |  | 0.052895 | m | ((1000*M4100_PI01_Do)*0.0253172213+51.1780361)/1000 | Insulation thickness. Based on tabulated data, a linear correlation is obtained by using the polyfit function in the python program. For more information, see annexes. |  | 1 | V001
M4100 | M4100_PI01 M4100_PI02 |  | M4100_PI01_Insk | = | 0.1548 |  | 0.1548 | kJ/h.m.K | 0.043*WTOKJPH | Conductivity of insulation |  | 1 | V001
M4100 | M4100_PI01 M4100_PI02 |  | M4100_PI01_L | = | 20 |  | 20 | m | 20 |  |  | 1 | V001
M4100 | M4100_PI01 M4100_PI02 |  | M4100_PI01_L2 | = | 10 |  | 10 | m | 0.5*M4100_PI01_L | Total pipe length. Forward and Return. |  | 1 | V001
MACROS EXTERNAS DE WEDISTRICT
M0000 |  | * | LOGICAL UNIT ASSIGN
M0000 |  |  | EQUATION | 1 | [7 empty] | 1 | V001
M0000 |  |  | M0100_LU_MET | = | 14 |  | 14 | - | EQL(PAR_LOC,1)*11+EQL(PAR_LOC,2)*12+EQL(PAR_LOC,3)*13+EQL(PAR_LOC,4)*14+EQL(PAR_LOC,5)*15+EQL(PAR_LOC,6)*16 | Shut off Online w/o removing |  | 1 | V001
M0000 |  | * | LOCATION AND METEO PARAMETERS
M0000 |  |  | EQUATION | 12 | [7 empty] | 1 | V001
M0000 |  |  | Type_Meteofile | = | 6 |  | 6 | TMY2 | 6 | The type of file which is to be read: 1 = TMY format, 2 = TMY2 format, 3 = Energy+ format, 4 = IWEC format, 5 = CWEC format, 6=Metoenorm for TRNSYS format, 7 = TMY3 format, 8 = German TRY 2004 format, 8 = German TRY 2010 format |  | 1 | V001
M0000 |  |  | Mode_TiltSurf | = | 1 |  | 1 | TMY2 | 1 | The radiation processing mode that will be used to calculate the radiation components on a tilted surface: 1= Isotropic Sky Model, 2 = Hay and Davies Model, 3 = Reindl Model, 4 = Perez 1988 Model. 5 = Perez 1999 Model. Refer to the documentation for the Type 16 model for more information. |  | 1 | V001
M0000 |  |  | PAR_LOC | = | 4 |  | 4 |  | 4 |  |  | 1 | V001
M0000 |  |  | Gth | = | 1661.53 |  | 1661.53 | kWh/m2 | EQL(PAR_LOC,1)*988.27+EQL(PAR_LOC,2)*1143.27+EQL(PAR_LOC,3)*1443.75+EQL(PAR_LOC,4)*1661.53+EQL(PAR_LOC,5)*1843.28+EQL(PAR_LOC,6)*2359.84 | The total radiation (beam + diffuse) incident upon a horizontal surface. ### Only used for pre-sizing WESSUN collector area ###. |  | 1 | V001
M0000 |  |  | Gbh | = | 1008.62 |  | 1008.62 | kWh/m2 | EQL(PAR_LOC,1)*436.11+EQL(PAR_LOC,2)*482.44+EQL(PAR_LOC,3)*731.47+EQL(PAR_LOC,4)*1008.62+EQL(PAR_LOC,5)*1206.82+EQL(PAR_LOC,6)*1677.30 | The beam radiation incident upon a horizontal surface. ### Only used for pre-sizing WESSUN collector area ###. |  | 1 | V001
M0000 |  |  | Gdh | = | 652.91 |  | 652.91 | kWh/m2 | Gth-Gbh | The diffuse radiation incident upon a horizontal surface. ### Only used for pre-sizing WESSUN collector area ###. |  | 1 | V001
M0000 |  |  | Itmax | = | 3960 |  | 3960 | kJ/h.m2 | 1100*WTOKJPH !kJ/h.m2 (EQL(PAR_LOC,1)*1100+EQL(PAR_LOC,2)*1050+EQL(PAR_LOC,3)*1050+EQL(PAR_LOC,4)*1000+EQL(PAR_LOC,5)*1000)*WTOKJPH | Máximum global solar radiation on a normal-to-sun surface. Used in sizing solar power. |  | 1 | V001
M0000 |  |  | Itnom | = | 668.48 |  | 668.48 | W/m2 | EQL(PAR_LOC,1)*511.03+EQL(PAR_LOC,2)*537.89+EQL(PAR_LOC,3)*604.22+EQL(PAR_LOC,4)*668.48+EQL(PAR_LOC,5)*718.02+EQL(PAR_LOC,6)*861.92 | The mean (average) global radiation during sunny days throughout the year. ### Only used for pre-sizing WESSUN collector area ###. |  | 1 | V001
M0000 |  |  | Lat | = | 40.4167 |  | 40.4167 | ° | EQL(PAR_LOC,1)*55.6667+EQL(PAR_LOC,2)*46.9833+EQL(PAR_LOC,3)*41.3879+EQL(PAR_LOC,4)*40.4167+EQL(PAR_LOC,5)*-33.4667+EQL(PAR_LOC,6)*-22.3094 | Location latitude |  | 1 | V001
M0000 |  |  | TAirAve | = | 13.91 |  | 13.91 | °C | EQL(PAR_LOC,1)*7.99+EQL(PAR_LOC,2)*8.41+EQL(PAR_LOC,3)*16.27+EQL(PAR_LOC,4)*13.91+EQL(PAR_LOC,5)*14.01+EQL(PAR_LOC,6)*11.85 | The mean (average) temperature during the year. Used in ground temperature estimation and for ### pre-sizing WESSUN collector area ###. |  | 1 | V001
M0000 |  |  | ATAir | = | 35 |  | 35 | °C | 35 | The amplitude of the anual temperature throughout the year. Used in ground temperature estimation. |  | 1 | V001
M0000 |  |  | TAirTime | = | 222 |  | 222 |  | GT(Lat,0)*222+LT(Lat,0)*42 | Time shift (in days) between the beginning of the calendar year and the occurence of the minimum surface temperature. Used in ground temperature estimation. Correlation relates to south or north hemisphere. |  | 1 | V001
M0000 |  | * | GENERAL PARAMETERS
M0000 |  |  | EQUATION | 14 | [7 empty] | 1 | V001
|  |  | GrRef | = | 0.2 |  | 0.2 | - | 0.2 |  |  | 1 | V001
|  |  | ONLINE | = | 0 |  | 0 | - | 0 |  |  | 1 | V001
M0000 |  |  | WTOKJPH | = | 3.6 |  | 3.6 | W to kJ/h | 3.6 | Conversion from W to kJ/h |  | 1 | V001
M0000 |  |  | PI | = | 3.1416 |  | 3.1416 | - | 3.1416 | PI Value |  | 1 | V001
M0000 |  |  | eta_pump | = | 0.7 |  | 0.7 | - | 0.7 | Hydraulic efficiency |  | 1 | V001
M0000 |  |  | CpAgua | = | 4.19 |  | 4.19 | kJ/kg.K | 4.19 | Fluid specific heat (water) |  | 1 | V001
M0000 |  |  | RoAgua | = | 1000 |  | 1000 | kg/m3 | 1000 | Fluid density (water) |  | 1 | V001
M0000 |  |  | MuAgua | = | 1.8 |  | 1.8 | kg/m.h | 3600*0.0005 | Fluid viscosity (water) |  | 1 | V001
M0000 |  |  | Kagua | = | 2.34 |  | 2.34 | kJ/h.m.K | 3.6*0.65 | Fluid thermal conductivity (water) |  | 1 | V001
M0000 |  |  | ExtSurConvCoef | = | 13 |  | 13 | kJ/h.m2.K | 13 | Outdoor convection coefficient |  | 1 | V001
M0000 |  |  | SoilCond | = | 8.72 |  | 8.72 | kJ/h.m.K | 8.72 | Soil thermal conductivity |  | 1 | V001
M0000 |  |  | SoilDensity | = | 3200 |  | 3200 | kg/m3 | 3200 | Soil density |  | 1 | V001
M0000 |  |  | SoilCp | = | 0.84 |  | 0.84 | kJ/kg.K | 0.84 | Soil specific heat |  | 1 | V001
|  |  | RoAir | = | 1.29 |  | 1.29 | kg/m3 | 1.29 | Air density |  | 1 | V001
M4100 VALIDATION (NOT USED IN COMMON WE DISTRICT STRUCTURE)
*
*
*
*
*
*
*
*
*
M1300
M1300

## Hoja1
1080000000

## Hoja2
1080000000

## VALIDATION
x_M4100_AAC01_Cp_CHW | x_M4100_AAC01_Cp_CHW=M4100_AAC01_Cp_CHW | M4100_AAC01_Cp_CHW | 4.19 | 4.19 | 0
x_M4100_AAC01_Cp_HW | x_M4100_AAC01_Cp_HW =M4100_AAC01_Cp_HW | M4100_AAC01_Cp_HW | 4.19 | 4.19 | 0
x_M4100_AAC01_Cp_COW | x_M4100_AAC01_Cp_COW=M4100_AAC01_Cp_COW | M4100_AAC01_Cp_COW | 4.19 | 4.19 | 0
x_M4100_AAC01_Ro_CHW | x_M4100_AAC01_Ro_CHW=M4100_AAC01_Ro_CHW | M4100_AAC01_Ro_CHW | 1000 | 1000 | 0
x_M4100_AAC01_Ro_HW | x_M4100_AAC01_Ro_HW =M4100_AAC01_Ro_HW | M4100_AAC01_Ro_HW | 1000 | 1000 | 0
x_M4100_AAC01_Ro_COW | x_M4100_AAC01_Ro_COW=M4100_AAC01_Ro_COW | M4100_AAC01_Ro_COW | 1000 | 1000 | 0
x_M4100_AAC01_Mu_CHW | x_M4100_AAC01_Mu_CHW=M4100_AAC01_Mu_CHW | M4100_AAC01_Mu_CHW | 1.8 | 1.8 | 0
x_M4100_AAC01_Mu_HW | x_M4100_AAC01_Mu_HW =M4100_AAC01_Mu_HW | M4100_AAC01_Mu_HW | 1.8 | 1.8 | 0
x_M4100_AAC01_Mu_COW | x_M4100_AAC01_Mu_COW=M4100_AAC01_Mu_COW | M4100_AAC01_Mu_COW | 1.8 | 1.8 | 0
x_M4100_AAC01_K_CHW | x_M4100_AAC01_K_CHW =M4100_AAC01_K_CHW | M4100_AAC01_K_CHW | 2.34 | 2.34 | 0
x_M4100_AAC01_K_HW | x_M4100_AAC01_K_HW =M4100_AAC01_K_HW | M4100_AAC01_K_HW | 2.34 | 2.34 | 0
x_M4100_AAC01_K_COW | x_M4100_AAC01_K_COW =M4100_AAC01_K_COW | M4100_AAC01_K_COW | 2.34 | 2.34 | 0
x_M4100_AAC01_QCHWNom | x_M4100_AAC01_QCHWNom=M4100_AAC01_QCHWNom | M4100_AAC01_QCHWNom | 1080000000 | 360000 | 1079640000
x_M4100_AAC01_COPNom | x_M4100_AAC01_COPNom=M4100_AAC01_COPNom | M4100_AAC01_COPNom | 0.8599 | 0.8599 | 0
x_M4100_AAC01_TCHWInNom | x_M4100_AAC01_TCHWInNom=M4100_AAC01_TCHWInNom | M4100_AAC01_TCHWInNom | 12 | 12 | 0
x_M4100_AAC01_TCHWOuNom | x_M4100_AAC01_TCHWOuNom=M4100_AAC01_TCHWOuNom | M4100_AAC01_TCHWOuNom | 7 | 7 | 0
x_M4100_AAC01_THWInNom | x_M4100_AAC01_THWInNom=M4100_AAC01_THWInNom | M4100_AAC01_THWInNom | 95 | 95 | 0
x_M4100_AAC01_THWOuNom | x_M4100_AAC01_THWOuNom=M4100_AAC01_THWOuNom | M4100_AAC01_THWOuNom | 90 | 90 | 0
x_M4100_AAC01_TCOWInNom | x_M4100_AAC01_TCOWInNom=M4100_AAC01_TCOWInNom | M4100_AAC01_TCOWInNom | 31.5 | 31.5 | 0
x_M4100_AAC01_TCOWOuNom | x_M4100_AAC01_TCOWOuNom=M4100_AAC01_TCOWOuNom | M4100_AAC01_TCOWOuNom | 36.5 | 36.5 | 0
x_M4100_AAC01_coefa | x_M4100_AAC01_coefa=M4100_AAC01_coefa | M4100_AAC01_coefa | 4036.4 | 4036.4 | 0
x_M4100_AAC01_coefb | x_M4100_AAC01_coefb=M4100_AAC01_coefb | M4100_AAC01_coefb | -7625.6 | -7625.6 | 0
x_M4100_AAC01_coefc | x_M4100_AAC01_coefc=M4100_AAC01_coefc | M4100_AAC01_coefc | 4037.3 | 4037.3 | 0
x_M4100_AAC01_fcycleperiod | x_M4100_AAC01_fcycleperiod=M4100_AAC01_fcycleperiod | M4100_AAC01_fcycleperiod | 200 | 200 | 0
x_M4100_AAC01_fQCHW | x_M4100_AAC01_fQCHW=M4100_AAC01_fQCHW | M4100_AAC01_fQCHW | -0.015 | -0.015 | 0
x_M4100_AAC01_fQCOW | x_M4100_AAC01_fQCOW=M4100_AAC01_fQCOW | M4100_AAC01_fQCOW | 0.0038 | 0.0038 | 0
x_M4100_AAC01_fQHW | x_M4100_AAC01_fQHW=M4100_AAC01_fQHW | M4100_AAC01_fQHW | 0.02 | 0.02 | 0
x_M4100_AAC01_LU | x_M4100_AAC01_LU=M4100_AAC01_LU | M4100_AAC01_LU | 48 | 48 | 0
x_M4100_AAC01_ExtFil_HW | x_M4100_AAC01_ExtFil_HW=M4100_AAC01_ExtFil_HW | M4100_AAC01_ExtFil_HW | 2 | 2 | 0
x_M4100_AAC01_ExtFil_COW | x_M4100_AAC01_ExtFil_COW=M4100_AAC01_ExtFil_COW | M4100_AAC01_ExtFil_COW | 3 | 3 | 0
x_M4100_AAC01_ExtFil_CHW | x_M4100_AAC01_ExtFil_CHW=M4100_AAC01_ExtFil_CHW | M4100_AAC01_ExtFil_CHW | 3 | 3 | 0
x_M4100_AAC01_ExtFil_PLR | x_M4100_AAC01_ExtFil_PLR=M4100_AAC01_ExtFil_PLR | M4100_AAC01_ExtFil_PLR | 5 | 5 | 0
x_M4100_AAC01_Wpower | x_M4100_AAC01_Wpower=M4100_AAC01_Wpower | M4100_AAC01_Wpower | 14400 | 14400 | 0
x_M4100_AAC01_TCHWset | x_M4100_AAC01_TCHWset=M4100_AAC01_TCHWset | M4100_AAC01_TCHWset | 7 | 7 | 0
x_M4100_AAC01_QHWNom | x_M4100_AAC01_QHWNom=M4100_AAC01_QHWNom | M4100_AAC01_QHWNom | 418653.3318 | 418653.3318 | 4.6566e-10
x_M4100_AAC01_QCOWNom | x_M4100_AAC01_QCOWNom=M4100_AAC01_QCOWNom | M4100_AAC01_QCOWNom | 778653.3318 | 778653.3318 | 0
x_M4100_AAC01_MCHWNom | x_M4100_AAC01_MCHWNom=M4100_AAC01_MCHWNom | M4100_AAC01_MCHWNom | 17183.7709 | 17183.7709 | 9.0949e-11
x_M4100_AAC01_MHWNom | x_M4100_AAC01_MHWNom=M4100_AAC01_MHWNom | M4100_AAC01_MHWNom | 19983.4526 | 19983.4526 | 8.7311e-11
x_M4100_AAC01_MCOWNom | x_M4100_AAC01_MCOWNom=M4100_AAC01_MCOWNom | M4100_AAC01_MCOWNom | 37167.2235 | 37167.2235 | 8.0036e-11
x_M4100_CT01_AtmPressNom | x_M4100_CT01_AtmPressNom=M4100_CT01_AtmPressNom | M4100_CT01_AtmPressNom | 1 | 1 | 0
x_M4100_CT01_MairNom | x_M4100_CT01_MairNom=M4100_CT01_MairNom | M4100_CT01_MairNom | 18692.6694 | 18692.6694 | 4.3656e-11
x_M4100_CT01_AirWTNom | x_M4100_CT01_AirWTNom=M4100_CT01_AirWTNom | M4100_CT01_AirWTNom | 18.88 | 18.88 | 0
x_M4100_CT01_FanWNom | x_M4100_CT01_FanWNom=M4100_CT01_FanWNom | M4100_CT01_FanWNom | 3920.1909 | 3920.1909 | 6.8212e-12
x_M4100_CT01_LSAirFrac | x_M4100_CT01_LSAirFrac=M4100_CT01_LSAirFrac | M4100_CT01_LSAirFrac | 0.6 | 0.6 | 0
x_M4100_CT01_LSCapFrac | x_M4100_CT01_LSCapFrac=M4100_CT01_LSCapFrac | M4100_CT01_LSCapFrac | 0.4 | 0.4 | 0
x_M4100_CT01_ConvAirFrac | x_M4100_CT01_ConvAirFrac=M4100_CT01_ConvAirFrac | M4100_CT01_ConvAirFrac | 0.2 | 0.2 | 0
x_M4100_CT01_ConvCapFrac | x_M4100_CT01_ConvCapFrac=M4100_CT01_ConvCapFrac | M4100_CT01_ConvCapFrac | 0.1 | 0.1 | 0
x_M4100_ST01_Loc | x_M4100_ST01_Loc=M4100_ST01_Loc | M4100_ST01_Loc | 0 | 0 | 0
x_M4100_ST01_Vol | x_M4100_ST01_Vol=M4100_ST01_Vol | M4100_ST01_Vol | 17.1838 | 17.1838 | 8.8818e-14
x_M4100_ST01_Height | x_M4100_ST01_Height=M4100_ST01_Height | M4100_ST01_Height | 8 | 8 | 0
x_M4100_ST01_Fluidcp | x_M4100_ST01_Fluidcp=M4100_ST01_Fluidcp | M4100_ST01_Fluidcp | 4.19 | 4.19 | 0
x_M4100_ST01_Fluidrho | x_M4100_ST01_Fluidrho=M4100_ST01_Fluidrho | M4100_ST01_Fluidrho | 1000 | 1000 | 0
x_M4100_ST01_Fluidmu | x_M4100_ST01_Fluidmu=M4100_ST01_Fluidmu | M4100_ST01_Fluidmu | 1.8 | 1.8 | 0
x_M4100_ST01_Fluidk | x_M4100_ST01_Fluidk=M4100_ST01_Fluidk | M4100_ST01_Fluidk | 2.34 | 2.34 | 0
x_M4100_ST01_IsoTopTh | x_M4100_ST01_IsoTopTh=M4100_ST01_IsoTopTh | M4100_ST01_IsoTopTh | 0.03096 | 0.03096 | 0
x_M4100_ST01_IsoTopK | x_M4100_ST01_IsoTopK=M4100_ST01_IsoTopK | M4100_ST01_IsoTopK | 0.043 | 0.043 | 0
x_M4100_ST01_IsoLatTh | x_M4100_ST01_IsoLatTh=M4100_ST01_IsoLatTh | M4100_ST01_IsoLatTh | 0.03096 | 0.03096 | 0
x_M4100_ST01_IsoLatK | x_M4100_ST01_IsoLatK=M4100_ST01_IsoLatK | M4100_ST01_IsoLatK | 0.043 | 0.043 | 0
x_M4100_ST01_IsoBotTh | x_M4100_ST01_IsoBotTh=M4100_ST01_IsoBotTh | M4100_ST01_IsoBotTh | 0.03096 | 0.03096 | 0
x_M4100_ST01_IsoBotK | x_M4100_ST01_IsoBotK=M4100_ST01_IsoBotK | M4100_ST01_IsoBotK | 0.043 | 0.043 | 0
x_M4100_ST01_Utop | x_M4100_ST01_Utop=M4100_ST01_Utop | M4100_ST01_Utop | 5 | 5 | 0
x_M4100_ST01_Ulat | x_M4100_ST01_Ulat=M4100_ST01_Ulat | M4100_ST01_Ulat | 5 | 5 | 0
x_M4100_ST01_Ubot | x_M4100_ST01_Ubot=M4100_ST01_Ubot | M4100_ST01_Ubot | 5 | 5 | 0
x_M4100_ST01_P1Mode | x_M4100_ST01_P1Mode=M4100_ST01_P1Mode | M4100_ST01_P1Mode | 1 | 1 | 0
x_M4100_ST01_P1In | x_M4100_ST01_P1In=M4100_ST01_P1In | M4100_ST01_P1In | 1 | 1 | 0
x_M4100_ST01_P1Ou | x_M4100_ST01_P1Ou=M4100_ST01_P1Ou | M4100_ST01_P1Ou | 9 | 9 | 0
x_M4100_ST01_P2Mode | x_M4100_ST01_P2Mode=M4100_ST01_P2Mode | M4100_ST01_P2Mode | 1 | 1 | 0
x_M4100_ST01_P2In | x_M4100_ST01_P2In=M4100_ST01_P2In | M4100_ST01_P2In | 10 | 10 | 0
x_M4100_ST01_P2Ou | x_M4100_ST01_P2Ou=M4100_ST01_P2Ou | M4100_ST01_P2Ou | 2 | 2 | 0
x_M4100_ST01_P3Mode | x_M4100_ST01_P3Mode=M4100_ST01_P3Mode | M4100_ST01_P3Mode | 1 | 1 | 0
x_M4100_ST01_P3In | x_M4100_ST01_P3In=M4100_ST01_P3In | M4100_ST01_P3In | 10 | 10 | 0
x_M4100_ST01_P3Ou | x_M4100_ST01_P3Ou=M4100_ST01_P3Ou | M4100_ST01_P3Ou | 1 | 1 | 0
x_M4100_ST01_Tt0 | x_M4100_ST01_Tt0=M4100_ST01_Tt0 | M4100_ST01_Tt0 | 12 | 12 | 0
x_M4100_PU01_M | x_M4100_PU01_M=M4100_PU01_M | M4100_PU01_M | 17183.7709 | 17183.7709 | 9.0949e-11
x_M4100_PU01_V | x_M4100_PU01_V=M4100_PU01_V | M4100_PU01_V | 17.1838 | 17.1838 | 8.8818e-14
x_M4100_PU01_AP | x_M4100_PU01_AP=M4100_PU01_AP | M4100_PU01_AP | 122463.8532 | 122463.8532 | 6.8394e-10
x_M4100_PU01_P | x_M4100_PU01_P=M4100_PU01_P | M4100_PU01_P | 3006.2726 | 3006.2726 | 0
x_M4100_PU02_M | x_M4100_PU02_M=M4100_PU02_M | M4100_PU02_M | 19983.4526 | 19983.4526 | 8.7311e-11
x_M4100_PU02_V | x_M4100_PU02_V=M4100_PU02_V | M4100_PU02_V | 19.9835 | 19.9835 | 8.8818e-14
x_M4100_PU02_AP | x_M4100_PU02_AP=M4100_PU02_AP | M4100_PU02_AP | 131302.893 | 131302.893 | 6.6939e-10
x_M4100_PU02_P | x_M4100_PU02_P=M4100_PU02_P | M4100_PU02_P | 3748.4073 | 3748.4073 | 0
x_M4100_PU03_M | x_M4100_PU03_M=M4100_PU03_M | M4100_PU03_M | 37167.2235 | 37167.2235 | 8.0036e-11
x_M4100_PU03_V | x_M4100_PU03_V=M4100_PU03_V | M4100_PU03_V | 37.1672 | 37.1672 | 7.816e-14
x_M4100_PU03_AP | x_M4100_PU03_AP=M4100_PU03_AP | M4100_PU03_AP | 176119.6957 | 176119.6957 | 2.6193e-10
x_M4100_PU03_P | x_M4100_PU03_P=M4100_PU03_P | M4100_PU03_P | 9351.2573 | 9351.2573 | 0
x_M4100_PI0102_Loc | x_M4100_PI0102_Loc=M4100_PI0102_Loc | M4100_PI0102_Loc | 0 | 0 | 0
x_M4100_PI01_Di | x_M4100_PI01_Di=M4100_PI01_Di | M4100_PI01_Di | 0.06218 | 0.06218 | 0
x_M4100_PI01_e | x_M4100_PI01_e=M4100_PI01_e | M4100_PI01_e | 0.0028099 | 0.0028099 | 0
x_M4100_PI01_Do | x_M4100_PI01_Do=M4100_PI01_Do | M4100_PI01_Do | 0.0678 | 0.0678 | 0
x_M4100_PI01_Kpi | x_M4100_PI01_Kpi=M4100_PI01_Kpi | M4100_PI01_Kpi | 1180.8 | 1180.8 | 0
x_M4100_PI01_Insth | x_M4100_PI01_Insth=M4100_PI01_Insth | M4100_PI01_Insth | 0.052895 | 0.052895 | 0
x_M4100_PI01_Insk | x_M4100_PI01_Insk=M4100_PI01_Insk | M4100_PI01_Insk | 0.1548 | 0.1548 | 0
x_M4100_PI01_L | x_M4100_PI01_L=M4100_PI01_L | M4100_PI01_L | 20 | 20 | 0
x_M4100_PI01_L2 | x_M4100_PI01_L2=M4100_PI01_L2 | M4100_PI01_L2 | 10 | 10 | 0
x_M0100_LU_MET | x_M0100_LU_MET=M0100_LU_MET | M0100_LU_MET | 14 | 14 | 0
| x_Type_Meteofile=Type_Meteofile | Type_Meteofile | 6 | 6 | 0
| x_Mode_TiltSurf=Mode_TiltSurf | Mode_TiltSurf | 1 | 1 | 0
| x_PAR_LOC=PAR_LOC | PAR_LOC | 4 | 4 | 0
| x_Gth=Gth | Gth | 1661.53 | 1661.53 | 0
| x_Gbh=Gbh | Gbh | 1008.62 | 1008.62 | 0
| x_Gdh=Gdh | Gdh | 652.91 | 652.91 | 0
| x_Itmax=Itmax | Itmax | 3960 | 3960 | 0
| x_Itnom=Itnom | Itnom | 668.48 | 668.48 | 0
| x_Lat=Lat | Lat | 40.4167 | 40.4167 | 0
| x_TAirAve=TAirAve | TAirAve | 13.91 | 13.91 | 0
| x_ATAir=ATAir | ATAir | 35 | 35 | 0
| x_TAirTime=TAirTime | TAirTime | 222 | 222 | 0
| x_GrRef=GrRef | GrRef | 0.2 | 0.2 | 0
| x_ONLINE=ONLINE | ONLINE | 0 | 0 | 0
| x_WTOKJPH=WTOKJPH | WTOKJPH | 3.6 | 3.6 | 0
| x_PI=PI | PI | 3.1416 | 3.1416 | 0
| x_eta_pump=eta_pump | eta_pump | 0.7 | 0.7 | 0
| x_CpAgua=CpAgua | CpAgua | 4.19 | 4.19 | 0
| x_RoAgua=RoAgua | RoAgua | 1000 | 1000 | 0
| x_MuAgua=MuAgua | MuAgua | 1.8 | 1.8 | 0
| x_Kagua=Kagua | Kagua | 2.34 | 2.34 | 0
| x_ExtSurConvCoef=ExtSurConvCoef | ExtSurConvCoef | 13 | 13 | 0
| x_SoilCond=SoilCond | SoilCond | 8.72 | 8.72 | 0
| x_SoilDensity=SoilDensity | SoilDensity | 3200 | 3200 | 0
| x_SoilCp=SoilCp | SoilCp | 0.84 | 0.84 | 0
| x_RoAir=RoAir | RoAir | 1.29 | 1.29 | 0

## results_val
| Label not available | Label not available | Label not available | Label not available | Label not available | Label not available | Label not available | Label not available | Label not available | Label not available | Label not available | Label not available | Label not available | Label not available | Label not available | Label not available | Label not available | Label not available | Label not available | Label not available | Label not available | Label not available | Label not available | Label not available | Label not available | Label not available | Label not available | Label not available | Label not available | Label not available | Label not available | Label not available | Label not available | Label not available | Label not available | Label not available | Label not available | Label not available | Label not available | Label not available | Label not available | Label not available | Label not available | Label not available | Label not available | Label not available | Label not available | Label not available | Label not available | Label not available | Label not available | Label not available | Label not available | Label not available | Label not available | Label not available | Label not available | Label not available | Label not available | Label not available | Label not available | Label not available | Label not available | Label not available | Label not available | Label not available | Label not available | Label not available | Label not available | Label not available | Label not available | Label not available | Label not available | Label not available | Label not available | Label not available | Label not available | Label not available | Label not available | Label not available | Label not available | Label not available | Label not available | Label not available | Label not available | Label not available | Label not available | Label not available | Label not available | Label not available | Label not available | Label not available | Label not available | Label not available | Label not available | Label not available | Label not available | Label not available | Label not available | Label not available | Label not available | Label not available | Label not available | Label not available | Label not available | Label not available | Label not available | Label not available | Label not available | Label not available | Label not available | Label not available | Label not available | Label not available | Label not available | Label not available | Label not available | Label not available | Label not available | Label not available | Label not available
Period | x_M4100_AAC01_Cp_CHW | x_M4100_AAC01_Cp_HW | x_M4100_AAC01_Cp_COW | x_M4100_AAC01_Ro_CHW | x_M4100_AAC01_Ro_HW | x_M4100_AAC01_Ro_COW | x_M4100_AAC01_Mu_CHW | x_M4100_AAC01_Mu_HW | x_M4100_AAC01_Mu_COW | x_M4100_AAC01_K_CHW | x_M4100_AAC01_K_HW | x_M4100_AAC01_K_COW | x_M4100_AAC01_QCHWNom | x_M4100_AAC01_COPNom | x_M4100_AAC01_TCHWInNom | x_M4100_AAC01_TCHWOuNom | x_M4100_AAC01_THWInNom | x_M4100_AAC01_THWOuNom | x_M4100_AAC01_TCOWInNom | x_M4100_AAC01_TCOWOuNom | x_M4100_AAC01_coefa | x_M4100_AAC01_coefb | x_M4100_AAC01_coefc | x_M4100_AAC01_fcycleperio | x_M4100_AAC01_fQCHW | x_M4100_AAC01_fQCOW | x_M4100_AAC01_fQHW | x_M4100_AAC01_LU | x_M4100_AAC01_ExtFil_HW | x_M4100_AAC01_ExtFil_COW | x_M4100_AAC01_ExtFil_CHW | x_M4100_AAC01_ExtFil_PLR | x_M4100_AAC01_Wpower | x_M4100_AAC01_TCHWset | x_M4100_AAC01_QHWNom | x_M4100_AAC01_QCOWNom | x_M4100_AAC01_MCHWNom | x_M4100_AAC01_MHWNom | x_M4100_AAC01_MCOWNom | x_M4100_CT01_AtmPressNom | x_M4100_CT01_MairNom | x_M4100_CT01_AirWTNom | x_M4100_CT01_FanWNom | x_M4100_CT01_LSAirFrac | x_M4100_LSCapFrac | x_M4100_CT01_ConvAirFrac | x_M4100_CT01_ConvCapFrac | x_M4100_ST01_Loc | x_M4100_ST01_Vol | x_M4100_ST01_Height | x_M4100_ST01_Fluidcp | x_M4100_ST01_Fluidrho | x_M4100_ST01_Fluidmu | x_M4100_ST01_Fluidk | x_M4100_ST01_IsoTopTh | x_M4100_ST01_IsoTopK | x_M4100_ST01_IsoLatTh | x_M4100_ST01_IsoLatK | x_M4100_ST01_IsoBotTh | x_M4100_ST01_IsoBotK | x_M4100_ST01_Utop | x_M4100_ST01_Ulat | x_M4100_ST01_Ubot | x_M4100_ST01_P1Mode | x_M4100_ST01_P1In | x_M4100_ST01_P1Ou | x_M4100_ST01_P2Mode | x_M4100_ST01_P2In | x_M4100_ST01_P2Ou | x_M4100_ST01_P3Mode | x_M4100_ST01_P3In | x_M4100_ST01_P3Ou | x_M4100_ST01_Tt0 | x_M4100_PU01_M | x_M4100_PU01_V | x_M4100_PU01_AP | x_M4100_PU01_P | x_M4100_PU02_M | x_M4100_PU02_V | x_M4100_PU02_AP | x_M4100_PU02_P | x_M4100_PU03_M | x_M4100_PU03_V | x_M4100_PU03_AP | x_M4100_PU03_P | x_M4100_PI0102_Loc | x_M4100_PI01_Di | x_M4100_PI01_e | x_M4100_PI01_Do | x_M4100_PI01_Kpi | x_M4100_PI01_Insth | x_M4100_PI01_Insk | x_M4100_PI01_L | x_M4100_PI01_L2 | x_M0100_LU_MET | x_Type_Meteofile | x_Mode_TiltSurf | x_PAR_LOC | x_Gth | x_Gbh | x_Gdh | x_Itmax | x_Itnom | x_Lat | x_TAirAve | x_ATAir | x_TAirTime | x_GrRef | x_ONLINE | x_WTOKJPH | x_PI | x_eta_pump | x_CpAgua | x_RoAgua | x_MuAgua | x_Kagua | x_ExtSurConvCoef | x_SoilCond | x_SoilDensity | x_SoilCp | x_RoAir
1 | 4.19 | 4.19 | 4.19 | 1000 | 1000 | 1000 | 1.8 | 1.8 | 1.8 | 2.34 | 2.34 | 2.34 | 360000 | 0.8599 | 12 | 7 | 95 | 90 | 31.5 | 36.5 | 4036.4 | -7625.6 | 4037.3 | 200 | -0.015 | 0.0038 | 0.02 | 48 | 2 | 3 | 3 | 5 | 14400 | 7 | 418653.3318 | 778653.3318 | 17183.7709 | 19983.4526 | 37167.2235 | 1 | 18692.6694 | 18.88 | 3920.1909 | 0.6 | 0.4 | 0.2 | 0.1 | 0 | 17.1838 | 8 | 4.19 | 1000 | 1.8 | 2.34 | 0.03096 | 0.043 | 0.03096 | 0.043 | 0.03096 | 0.043 | 5 | 5 | 5 | 1 | 1 | 9 | 1 | 10 | 2 | 1 | 10 | 1 | 12 | 17183.7709 | 17.1838 | 122463.8532 | 3006.2726 | 19983.4526 | 19.9835 | 131302.893 | 3748.4073 | 37167.2235 | 37.1672 | 176119.6957 | 9351.2573 | 0 | 0.06218 | 0.0028099 | 0.0678 | 1180.8 | 0.052895 | 0.1548 | 20 | 10 | 14 | 6 | 1 | 4 | 1661.53 | 1008.62 | 652.91 | 3960 | 668.48 | 40.4167 | 13.91 | 35 | 222 | 0.2 | 0 | 3.6 | 3.1416 | 0.7 | 4.19 | 1000 | 1.8 | 2.34 | 13 | 8.72 | 3200 | 0.84 | 1.29
2 | 4.19 | 4.19 | 4.19 | 1000 | 1000 | 1000 | 1.8 | 1.8 | 1.8 | 2.34 | 2.34 | 2.34 | 360000 | 0.8599 | 12 | 7 | 95 | 90 | 31.5 | 36.5 | 4036.4 | -7625.6 | 4037.3 | 200 | -0.015 | 0.0038 | 0.02 | 48 | 2 | 3 | 3 | 5 | 14400 | 7 | 418653.3318 | 778653.3318 | 17183.7709 | 19983.4526 | 37167.2235 | 1 | 18692.6694 | 18.88 | 3920.1909 | 0.6 | 0.4 | 0.2 | 0.1 | 0 | 17.1838 | 8 | 4.19 | 1000 | 1.8 | 2.34 | 0.03096 | 0.043 | 0.03096 | 0.043 | 0.03096 | 0.043 | 5 | 5 | 5 | 1 | 1 | 9 | 1 | 10 | 2 | 1 | 10 | 1 | 12 | 17183.7709 | 17.1838 | 122463.8532 | 3006.2726 | 19983.4526 | 19.9835 | 131302.893 | 3748.4073 | 37167.2235 | 37.1672 | 176119.6957 | 9351.2573 | 0 | 0.06218 | 0.0028099 | 0.0678 | 1180.8 | 0.052895 | 0.1548 | 20 | 10 | 14 | 6 | 1 | 4 | 1661.53 | 1008.62 | 652.91 | 3960 | 668.48 | 40.4167 | 13.91 | 35 | 222 | 0.2 | 0 | 3.6 | 3.1416 | 0.7 | 4.19 | 1000 | 1.8 | 2.34 | 13 | 8.72 | 3200 | 0.84 | 1.29
3 | 4.19 | 4.19 | 4.19 | 1000 | 1000 | 1000 | 1.8 | 1.8 | 1.8 | 2.34 | 2.34 | 2.34 | 360000 | 0.8599 | 12 | 7 | 95 | 90 | 31.5 | 36.5 | 4036.4 | -7625.6 | 4037.3 | 200 | -0.015 | 0.0038 | 0.02 | 48 | 2 | 3 | 3 | 5 | 14400 | 7 | 418653.3318 | 778653.3318 | 17183.7709 | 19983.4526 | 37167.2235 | 1 | 18692.6694 | 18.88 | 3920.1909 | 0.6 | 0.4 | 0.2 | 0.1 | 0 | 17.1838 | 8 | 4.19 | 1000 | 1.8 | 2.34 | 0.03096 | 0.043 | 0.03096 | 0.043 | 0.03096 | 0.043 | 5 | 5 | 5 | 1 | 1 | 9 | 1 | 10 | 2 | 1 | 10 | 1 | 12 | 17183.7709 | 17.1838 | 122463.8532 | 3006.2726 | 19983.4526 | 19.9835 | 131302.893 | 3748.4073 | 37167.2235 | 37.1672 | 176119.6957 | 9351.2573 | 0 | 0.06218 | 0.0028099 | 0.0678 | 1180.8 | 0.052895 | 0.1548 | 20 | 10 | 14 | 6 | 1 | 4 | 1661.53 | 1008.62 | 652.91 | 3960 | 668.48 | 40.4167 | 13.91 | 35 | 222 | 0.2 | 0 | 3.6 | 3.1416 | 0.7 | 4.19 | 1000 | 1.8 | 2.34 | 13 | 8.72 | 3200 | 0.84 | 1.29
4 | 4.19 | 4.19 | 4.19 | 1000 | 1000 | 1000 | 1.8 | 1.8 | 1.8 | 2.34 | 2.34 | 2.34 | 360000 | 0.8599 | 12 | 7 | 95 | 90 | 31.5 | 36.5 | 4036.4 | -7625.6 | 4037.3 | 200 | -0.015 | 0.0038 | 0.02 | 48 | 2 | 3 | 3 | 5 | 14400 | 7 | 418653.3318 | 778653.3318 | 17183.7709 | 19983.4526 | 37167.2235 | 1 | 18692.6694 | 18.88 | 3920.1909 | 0.6 | 0.4 | 0.2 | 0.1 | 0 | 17.1838 | 8 | 4.19 | 1000 | 1.8 | 2.34 | 0.03096 | 0.043 | 0.03096 | 0.043 | 0.03096 | 0.043 | 5 | 5 | 5 | 1 | 1 | 9 | 1 | 10 | 2 | 1 | 10 | 1 | 12 | 17183.7709 | 17.1838 | 122463.8532 | 3006.2726 | 19983.4526 | 19.9835 | 131302.893 | 3748.4073 | 37167.2235 | 37.1672 | 176119.6957 | 9351.2573 | 0 | 0.06218 | 0.0028099 | 0.0678 | 1180.8 | 0.052895 | 0.1548 | 20 | 10 | 14 | 6 | 1 | 4 | 1661.53 | 1008.62 | 652.91 | 3960 | 668.48 | 40.4167 | 13.91 | 35 | 222 | 0.2 | 0 | 3.6 | 3.1416 | 0.7 | 4.19 | 1000 | 1.8 | 2.34 | 13 | 8.72 | 3200 | 0.84 | 1.29
5 | 4.19 | 4.19 | 4.19 | 1000 | 1000 | 1000 | 1.8 | 1.8 | 1.8 | 2.34 | 2.34 | 2.34 | 360000 | 0.8599 | 12 | 7 | 95 | 90 | 31.5 | 36.5 | 4036.4 | -7625.6 | 4037.3 | 200 | -0.015 | 0.0038 | 0.02 | 48 | 2 | 3 | 3 | 5 | 14400 | 7 | 418653.3318 | 778653.3318 | 17183.7709 | 19983.4526 | 37167.2235 | 1 | 18692.6694 | 18.88 | 3920.1909 | 0.6 | 0.4 | 0.2 | 0.1 | 0 | 17.1838 | 8 | 4.19 | 1000 | 1.8 | 2.34 | 0.03096 | 0.043 | 0.03096 | 0.043 | 0.03096 | 0.043 | 5 | 5 | 5 | 1 | 1 | 9 | 1 | 10 | 2 | 1 | 10 | 1 | 12 | 17183.7709 | 17.1838 | 122463.8532 | 3006.2726 | 19983.4526 | 19.9835 | 131302.893 | 3748.4073 | 37167.2235 | 37.1672 | 176119.6957 | 9351.2573 | 0 | 0.06218 | 0.0028099 | 0.0678 | 1180.8 | 0.052895 | 0.1548 | 20 | 10 | 14 | 6 | 1 | 4 | 1661.53 | 1008.62 | 652.91 | 3960 | 668.48 | 40.4167 | 13.91 | 35 | 222 | 0.2 | 0 | 3.6 | 3.1416 | 0.7 | 4.19 | 1000 | 1.8 | 2.34 | 13 | 8.72 | 3200 | 0.84 | 1.29
6 | 4.19 | 4.19 | 4.19 | 1000 | 1000 | 1000 | 1.8 | 1.8 | 1.8 | 2.34 | 2.34 | 2.34 | 360000 | 0.8599 | 12 | 7 | 95 | 90 | 31.5 | 36.5 | 4036.4 | -7625.6 | 4037.3 | 200 | -0.015 | 0.0038 | 0.02 | 48 | 2 | 3 | 3 | 5 | 14400 | 7 | 418653.3318 | 778653.3318 | 17183.7709 | 19983.4526 | 37167.2235 | 1 | 18692.6694 | 18.88 | 3920.1909 | 0.6 | 0.4 | 0.2 | 0.1 | 0 | 17.1838 | 8 | 4.19 | 1000 | 1.8 | 2.34 | 0.03096 | 0.043 | 0.03096 | 0.043 | 0.03096 | 0.043 | 5 | 5 | 5 | 1 | 1 | 9 | 1 | 10 | 2 | 1 | 10 | 1 | 12 | 17183.7709 | 17.1838 | 122463.8532 | 3006.2726 | 19983.4526 | 19.9835 | 131302.893 | 3748.4073 | 37167.2235 | 37.1672 | 176119.6957 | 9351.2573 | 0 | 0.06218 | 0.0028099 | 0.0678 | 1180.8 | 0.052895 | 0.1548 | 20 | 10 | 14 | 6 | 1 | 4 | 1661.53 | 1008.62 | 652.91 | 3960 | 668.48 | 40.4167 | 13.91 | 35 | 222 | 0.2 | 0 | 3.6 | 3.1416 | 0.7 | 4.19 | 1000 | 1.8 | 2.34 | 13 | 8.72 | 3200 | 0.84 | 1.29
7 | 4.19 | 4.19 | 4.19 | 1000 | 1000 | 1000 | 1.8 | 1.8 | 1.8 | 2.34 | 2.34 | 2.34 | 360000 | 0.8599 | 12 | 7 | 95 | 90 | 31.5 | 36.5 | 4036.4 | -7625.6 | 4037.3 | 200 | -0.015 | 0.0038 | 0.02 | 48 | 2 | 3 | 3 | 5 | 14400 | 7 | 418653.3318 | 778653.3318 | 17183.7709 | 19983.4526 | 37167.2235 | 1 | 18692.6694 | 18.88 | 3920.1909 | 0.6 | 0.4 | 0.2 | 0.1 | 0 | 17.1838 | 8 | 4.19 | 1000 | 1.8 | 2.34 | 0.03096 | 0.043 | 0.03096 | 0.043 | 0.03096 | 0.043 | 5 | 5 | 5 | 1 | 1 | 9 | 1 | 10 | 2 | 1 | 10 | 1 | 12 | 17183.7709 | 17.1838 | 122463.8532 | 3006.2726 | 19983.4526 | 19.9835 | 131302.893 | 3748.4073 | 37167.2235 | 37.1672 | 176119.6957 | 9351.2573 | 0 | 0.06218 | 0.0028099 | 0.0678 | 1180.8 | 0.052895 | 0.1548 | 20 | 10 | 14 | 6 | 1 | 4 | 1661.53 | 1008.62 | 652.91 | 3960 | 668.48 | 40.4167 | 13.91 | 35 | 222 | 0.2 | 0 | 3.6 | 3.1416 | 0.7 | 4.19 | 1000 | 1.8 | 2.34 | 13 | 8.72 | 3200 | 0.84 | 1.29
8 | 4.19 | 4.19 | 4.19 | 1000 | 1000 | 1000 | 1.8 | 1.8 | 1.8 | 2.34 | 2.34 | 2.34 | 360000 | 0.8599 | 12 | 7 | 95 | 90 | 31.5 | 36.5 | 4036.4 | -7625.6 | 4037.3 | 200 | -0.015 | 0.0038 | 0.02 | 48 | 2 | 3 | 3 | 5 | 14400 | 7 | 418653.3318 | 778653.3318 | 17183.7709 | 19983.4526 | 37167.2235 | 1 | 18692.6694 | 18.88 | 3920.1909 | 0.6 | 0.4 | 0.2 | 0.1 | 0 | 17.1838 | 8 | 4.19 | 1000 | 1.8 | 2.34 | 0.03096 | 0.043 | 0.03096 | 0.043 | 0.03096 | 0.043 | 5 | 5 | 5 | 1 | 1 | 9 | 1 | 10 | 2 | 1 | 10 | 1 | 12 | 17183.7709 | 17.1838 | 122463.8532 | 3006.2726 | 19983.4526 | 19.9835 | 131302.893 | 3748.4073 | 37167.2235 | 37.1672 | 176119.6957 | 9351.2573 | 0 | 0.06218 | 0.0028099 | 0.0678 | 1180.8 | 0.052895 | 0.1548 | 20 | 10 | 14 | 6 | 1 | 4 | 1661.53 | 1008.62 | 652.91 | 3960 | 668.48 | 40.4167 | 13.91 | 35 | 222 | 0.2 | 0 | 3.6 | 3.1416 | 0.7 | 4.19 | 1000 | 1.8 | 2.34 | 13 | 8.72 | 3200 | 0.84 | 1.29
9 | 4.19 | 4.19 | 4.19 | 1000 | 1000 | 1000 | 1.8 | 1.8 | 1.8 | 2.34 | 2.34 | 2.34 | 360000 | 0.8599 | 12 | 7 | 95 | 90 | 31.5 | 36.5 | 4036.4 | -7625.6 | 4037.3 | 200 | -0.015 | 0.0038 | 0.02 | 48 | 2 | 3 | 3 | 5 | 14400 | 7 | 418653.3318 | 778653.3318 | 17183.7709 | 19983.4526 | 37167.2235 | 1 | 18692.6694 | 18.88 | 3920.1909 | 0.6 | 0.4 | 0.2 | 0.1 | 0 | 17.1838 | 8 | 4.19 | 1000 | 1.8 | 2.34 | 0.03096 | 0.043 | 0.03096 | 0.043 | 0.03096 | 0.043 | 5 | 5 | 5 | 1 | 1 | 9 | 1 | 10 | 2 | 1 | 10 | 1 | 12 | 17183.7709 | 17.1838 | 122463.8532 | 3006.2726 | 19983.4526 | 19.9835 | 131302.893 | 3748.4073 | 37167.2235 | 37.1672 | 176119.6957 | 9351.2573 | 0 | 0.06218 | 0.0028099 | 0.0678 | 1180.8 | 0.052895 | 0.1548 | 20 | 10 | 14 | 6 | 1 | 4 | 1661.53 | 1008.62 | 652.91 | 3960 | 668.48 | 40.4167 | 13.91 | 35 | 222 | 0.2 | 0 | 3.6 | 3.1416 | 0.7 | 4.19 | 1000 | 1.8 | 2.34 | 13 | 8.72 | 3200 | 0.84 | 1.29
10 | 4.19 | 4.19 | 4.19 | 1000 | 1000 | 1000 | 1.8 | 1.8 | 1.8 | 2.34 | 2.34 | 2.34 | 360000 | 0.8599 | 12 | 7 | 95 | 90 | 31.5 | 36.5 | 4036.4 | -7625.6 | 4037.3 | 200 | -0.015 | 0.0038 | 0.02 | 48 | 2 | 3 | 3 | 5 | 14400 | 7 | 418653.3318 | 778653.3318 | 17183.7709 | 19983.4526 | 37167.2235 | 1 | 18692.6694 | 18.88 | 3920.1909 | 0.6 | 0.4 | 0.2 | 0.1 | 0 | 17.1838 | 8 | 4.19 | 1000 | 1.8 | 2.34 | 0.03096 | 0.043 | 0.03096 | 0.043 | 0.03096 | 0.043 | 5 | 5 | 5 | 1 | 1 | 9 | 1 | 10 | 2 | 1 | 10 | 1 | 12 | 17183.7709 | 17.1838 | 122463.8532 | 3006.2726 | 19983.4526 | 19.9835 | 131302.893 | 3748.4073 | 37167.2235 | 37.1672 | 176119.6957 | 9351.2573 | 0 | 0.06218 | 0.0028099 | 0.0678 | 1180.8 | 0.052895 | 0.1548 | 20 | 10 | 14 | 6 | 1 | 4 | 1661.53 | 1008.62 | 652.91 | 3960 | 668.48 | 40.4167 | 13.91 | 35 | 222 | 0.2 | 0 | 3.6 | 3.1416 | 0.7 | 4.19 | 1000 | 1.8 | 2.34 | 13 | 8.72 | 3200 | 0.84 | 1.29
11 | 4.19 | 4.19 | 4.19 | 1000 | 1000 | 1000 | 1.8 | 1.8 | 1.8 | 2.34 | 2.34 | 2.34 | 360000 | 0.8599 | 12 | 7 | 95 | 90 | 31.5 | 36.5 | 4036.4 | -7625.6 | 4037.3 | 200 | -0.015 | 0.0038 | 0.02 | 48 | 2 | 3 | 3 | 5 | 14400 | 7 | 418653.3318 | 778653.3318 | 17183.7709 | 19983.4526 | 37167.2235 | 1 | 18692.6694 | 18.88 | 3920.1909 | 0.6 | 0.4 | 0.2 | 0.1 | 0 | 17.1838 | 8 | 4.19 | 1000 | 1.8 | 2.34 | 0.03096 | 0.043 | 0.03096 | 0.043 | 0.03096 | 0.043 | 5 | 5 | 5 | 1 | 1 | 9 | 1 | 10 | 2 | 1 | 10 | 1 | 12 | 17183.7709 | 17.1838 | 122463.8532 | 3006.2726 | 19983.4526 | 19.9835 | 131302.893 | 3748.4073 | 37167.2235 | 37.1672 | 176119.6957 | 9351.2573 | 0 | 0.06218 | 0.0028099 | 0.0678 | 1180.8 | 0.052895 | 0.1548 | 20 | 10 | 14 | 6 | 1 | 4 | 1661.53 | 1008.62 | 652.91 | 3960 | 668.48 | 40.4167 | 13.91 | 35 | 222 | 0.2 | 0 | 3.6 | 3.1416 | 0.7 | 4.19 | 1000 | 1.8 | 2.34 | 13 | 8.72 | 3200 | 0.84 | 1.29
12 | 4.19 | 4.19 | 4.19 | 1000 | 1000 | 1000 | 1.8 | 1.8 | 1.8 | 2.34 | 2.34 | 2.34 | 360000 | 0.8599 | 12 | 7 | 95 | 90 | 31.5 | 36.5 | 4036.4 | -7625.6 | 4037.3 | 200 | -0.015 | 0.0038 | 0.02 | 48 | 2 | 3 | 3 | 5 | 14400 | 7 | 418653.3318 | 778653.3318 | 17183.7709 | 19983.4526 | 37167.2235 | 1 | 18692.6694 | 18.88 | 3920.1909 | 0.6 | 0.4 | 0.2 | 0.1 | 0 | 17.1838 | 8 | 4.19 | 1000 | 1.8 | 2.34 | 0.03096 | 0.043 | 0.03096 | 0.043 | 0.03096 | 0.043 | 5 | 5 | 5 | 1 | 1 | 9 | 1 | 10 | 2 | 1 | 10 | 1 | 12 | 17183.7709 | 17.1838 | 122463.8532 | 3006.2726 | 19983.4526 | 19.9835 | 131302.893 | 3748.4073 | 37167.2235 | 37.1672 | 176119.6957 | 9351.2573 | 0 | 0.06218 | 0.0028099 | 0.0678 | 1180.8 | 0.052895 | 0.1548 | 20 | 10 | 14 | 6 | 1 | 4 | 1661.53 | 1008.62 | 652.91 | 3960 | 668.48 | 40.4167 | 13.91 | 35 | 222 | 0.2 | 0 | 3.6 | 3.1416 | 0.7 | 4.19 | 1000 | 1.8 | 2.34 | 13 | 8.72 | 3200 | 0.84 | 1.29
13 | 4.19 | 4.19 | 4.19 | 1000 | 1000 | 1000 | 1.8 | 1.8 | 1.8 | 2.34 | 2.34 | 2.34 | 360000 | 0.8599 | 12 | 7 | 95 | 90 | 31.5 | 36.5 | 4036.4 | -7625.6 | 4037.3 | 200 | -0.015 | 0.0038 | 0.02 | 48 | 2 | 3 | 3 | 5 | 14400 | 7 | 418653.3318 | 778653.3318 | 17183.7709 | 19983.4526 | 37167.2235 | 1 | 18692.6694 | 18.88 | 3920.1909 | 0.6 | 0.4 | 0.2 | 0.1 | 0 | 17.1838 | 8 | 4.19 | 1000 | 1.8 | 2.34 | 0.03096 | 0.043 | 0.03096 | 0.043 | 0.03096 | 0.043 | 5 | 5 | 5 | 1 | 1 | 9 | 1 | 10 | 2 | 1 | 10 | 1 | 12 | 17183.7709 | 17.1838 | 122463.8532 | 3006.2726 | 19983.4526 | 19.9835 | 131302.893 | 3748.4073 | 37167.2235 | 37.1672 | 176119.6957 | 9351.2573 | 0 | 0.06218 | 0.0028099 | 0.0678 | 1180.8 | 0.052895 | 0.1548 | 20 | 10 | 14 | 6 | 1 | 4 | 1661.53 | 1008.62 | 652.91 | 3960 | 668.48 | 40.4167 | 13.91 | 35 | 222 | 0.2 | 0 | 3.6 | 3.1416 | 0.7 | 4.19 | 1000 | 1.8 | 2.34 | 13 | 8.72 | 3200 | 0.84 | 1.29
14 | 4.19 | 4.19 | 4.19 | 1000 | 1000 | 1000 | 1.8 | 1.8 | 1.8 | 2.34 | 2.34 | 2.34 | 360000 | 0.8599 | 12 | 7 | 95 | 90 | 31.5 | 36.5 | 4036.4 | -7625.6 | 4037.3 | 200 | -0.015 | 0.0038 | 0.02 | 48 | 2 | 3 | 3 | 5 | 14400 | 7 | 418653.3318 | 778653.3318 | 17183.7709 | 19983.4526 | 37167.2235 | 1 | 18692.6694 | 18.88 | 3920.1909 | 0.6 | 0.4 | 0.2 | 0.1 | 0 | 17.1838 | 8 | 4.19 | 1000 | 1.8 | 2.34 | 0.03096 | 0.043 | 0.03096 | 0.043 | 0.03096 | 0.043 | 5 | 5 | 5 | 1 | 1 | 9 | 1 | 10 | 2 | 1 | 10 | 1 | 12 | 17183.7709 | 17.1838 | 122463.8532 | 3006.2726 | 19983.4526 | 19.9835 | 131302.893 | 3748.4073 | 37167.2235 | 37.1672 | 176119.6957 | 9351.2573 | 0 | 0.06218 | 0.0028099 | 0.0678 | 1180.8 | 0.052895 | 0.1548 | 20 | 10 | 14 | 6 | 1 | 4 | 1661.53 | 1008.62 | 652.91 | 3960 | 668.48 | 40.4167 | 13.91 | 35 | 222 | 0.2 | 0 | 3.6 | 3.1416 | 0.7 | 4.19 | 1000 | 1.8 | 2.34 | 13 | 8.72 | 3200 | 0.84 | 1.29
15 | 4.19 | 4.19 | 4.19 | 1000 | 1000 | 1000 | 1.8 | 1.8 | 1.8 | 2.34 | 2.34 | 2.34 | 360000 | 0.8599 | 12 | 7 | 95 | 90 | 31.5 | 36.5 | 4036.4 | -7625.6 | 4037.3 | 200 | -0.015 | 0.0038 | 0.02 | 48 | 2 | 3 | 3 | 5 | 14400 | 7 | 418653.3318 | 778653.3318 | 17183.7709 | 19983.4526 | 37167.2235 | 1 | 18692.6694 | 18.88 | 3920.1909 | 0.6 | 0.4 | 0.2 | 0.1 | 0 | 17.1838 | 8 | 4.19 | 1000 | 1.8 | 2.34 | 0.03096 | 0.043 | 0.03096 | 0.043 | 0.03096 | 0.043 | 5 | 5 | 5 | 1 | 1 | 9 | 1 | 10 | 2 | 1 | 10 | 1 | 12 | 17183.7709 | 17.1838 | 122463.8532 | 3006.2726 | 19983.4526 | 19.9835 | 131302.893 | 3748.4073 | 37167.2235 | 37.1672 | 176119.6957 | 9351.2573 | 0 | 0.06218 | 0.0028099 | 0.0678 | 1180.8 | 0.052895 | 0.1548 | 20 | 10 | 14 | 6 | 1 | 4 | 1661.53 | 1008.62 | 652.91 | 3960 | 668.48 | 40.4167 | 13.91 | 35 | 222 | 0.2 | 0 | 3.6 | 3.1416 | 0.7 | 4.19 | 1000 | 1.8 | 2.34 | 13 | 8.72 | 3200 | 0.84 | 1.29
16 | 4.19 | 4.19 | 4.19 | 1000 | 1000 | 1000 | 1.8 | 1.8 | 1.8 | 2.34 | 2.34 | 2.34 | 360000 | 0.8599 | 12 | 7 | 95 | 90 | 31.5 | 36.5 | 4036.4 | -7625.6 | 4037.3 | 200 | -0.015 | 0.0038 | 0.02 | 48 | 2 | 3 | 3 | 5 | 14400 | 7 | 418653.3318 | 778653.3318 | 17183.7709 | 19983.4526 | 37167.2235 | 1 | 18692.6694 | 18.88 | 3920.1909 | 0.6 | 0.4 | 0.2 | 0.1 | 0 | 17.1838 | 8 | 4.19 | 1000 | 1.8 | 2.34 | 0.03096 | 0.043 | 0.03096 | 0.043 | 0.03096 | 0.043 | 5 | 5 | 5 | 1 | 1 | 9 | 1 | 10 | 2 | 1 | 10 | 1 | 12 | 17183.7709 | 17.1838 | 122463.8532 | 3006.2726 | 19983.4526 | 19.9835 | 131302.893 | 3748.4073 | 37167.2235 | 37.1672 | 176119.6957 | 9351.2573 | 0 | 0.06218 | 0.0028099 | 0.0678 | 1180.8 | 0.052895 | 0.1548 | 20 | 10 | 14 | 6 | 1 | 4 | 1661.53 | 1008.62 | 652.91 | 3960 | 668.48 | 40.4167 | 13.91 | 35 | 222 | 0.2 | 0 | 3.6 | 3.1416 | 0.7 | 4.19 | 1000 | 1.8 | 2.34 | 13 | 8.72 | 3200 | 0.84 | 1.29
17 | 4.19 | 4.19 | 4.19 | 1000 | 1000 | 1000 | 1.8 | 1.8 | 1.8 | 2.34 | 2.34 | 2.34 | 360000 | 0.8599 | 12 | 7 | 95 | 90 | 31.5 | 36.5 | 4036.4 | -7625.6 | 4037.3 | 200 | -0.015 | 0.0038 | 0.02 | 48 | 2 | 3 | 3 | 5 | 14400 | 7 | 418653.3318 | 778653.3318 | 17183.7709 | 19983.4526 | 37167.2235 | 1 | 18692.6694 | 18.88 | 3920.1909 | 0.6 | 0.4 | 0.2 | 0.1 | 0 | 17.1838 | 8 | 4.19 | 1000 | 1.8 | 2.34 | 0.03096 | 0.043 | 0.03096 | 0.043 | 0.03096 | 0.043 | 5 | 5 | 5 | 1 | 1 | 9 | 1 | 10 | 2 | 1 | 10 | 1 | 12 | 17183.7709 | 17.1838 | 122463.8532 | 3006.2726 | 19983.4526 | 19.9835 | 131302.893 | 3748.4073 | 37167.2235 | 37.1672 | 176119.6957 | 9351.2573 | 0 | 0.06218 | 0.0028099 | 0.0678 | 1180.8 | 0.052895 | 0.1548 | 20 | 10 | 14 | 6 | 1 | 4 | 1661.53 | 1008.62 | 652.91 | 3960 | 668.48 | 40.4167 | 13.91 | 35 | 222 | 0.2 | 0 | 3.6 | 3.1416 | 0.7 | 4.19 | 1000 | 1.8 | 2.34 | 13 | 8.72 | 3200 | 0.84 | 1.29
18 | 4.19 | 4.19 | 4.19 | 1000 | 1000 | 1000 | 1.8 | 1.8 | 1.8 | 2.34 | 2.34 | 2.34 | 360000 | 0.8599 | 12 | 7 | 95 | 90 | 31.5 | 36.5 | 4036.4 | -7625.6 | 4037.3 | 200 | -0.015 | 0.0038 | 0.02 | 48 | 2 | 3 | 3 | 5 | 14400 | 7 | 418653.3318 | 778653.3318 | 17183.7709 | 19983.4526 | 37167.2235 | 1 | 18692.6694 | 18.88 | 3920.1909 | 0.6 | 0.4 | 0.2 | 0.1 | 0 | 17.1838 | 8 | 4.19 | 1000 | 1.8 | 2.34 | 0.03096 | 0.043 | 0.03096 | 0.043 | 0.03096 | 0.043 | 5 | 5 | 5 | 1 | 1 | 9 | 1 | 10 | 2 | 1 | 10 | 1 | 12 | 17183.7709 | 17.1838 | 122463.8532 | 3006.2726 | 19983.4526 | 19.9835 | 131302.893 | 3748.4073 | 37167.2235 | 37.1672 | 176119.6957 | 9351.2573 | 0 | 0.06218 | 0.0028099 | 0.0678 | 1180.8 | 0.052895 | 0.1548 | 20 | 10 | 14 | 6 | 1 | 4 | 1661.53 | 1008.62 | 652.91 | 3960 | 668.48 | 40.4167 | 13.91 | 35 | 222 | 0.2 | 0 | 3.6 | 3.1416 | 0.7 | 4.19 | 1000 | 1.8 | 2.34 | 13 | 8.72 | 3200 | 0.84 | 1.29
19 | 4.19 | 4.19 | 4.19 | 1000 | 1000 | 1000 | 1.8 | 1.8 | 1.8 | 2.34 | 2.34 | 2.34 | 360000 | 0.8599 | 12 | 7 | 95 | 90 | 31.5 | 36.5 | 4036.4 | -7625.6 | 4037.3 | 200 | -0.015 | 0.0038 | 0.02 | 48 | 2 | 3 | 3 | 5 | 14400 | 7 | 418653.3318 | 778653.3318 | 17183.7709 | 19983.4526 | 37167.2235 | 1 | 18692.6694 | 18.88 | 3920.1909 | 0.6 | 0.4 | 0.2 | 0.1 | 0 | 17.1838 | 8 | 4.19 | 1000 | 1.8 | 2.34 | 0.03096 | 0.043 | 0.03096 | 0.043 | 0.03096 | 0.043 | 5 | 5 | 5 | 1 | 1 | 9 | 1 | 10 | 2 | 1 | 10 | 1 | 12 | 17183.7709 | 17.1838 | 122463.8532 | 3006.2726 | 19983.4526 | 19.9835 | 131302.893 | 3748.4073 | 37167.2235 | 37.1672 | 176119.6957 | 9351.2573 | 0 | 0.06218 | 0.0028099 | 0.0678 | 1180.8 | 0.052895 | 0.1548 | 20 | 10 | 14 | 6 | 1 | 4 | 1661.53 | 1008.62 | 652.91 | 3960 | 668.48 | 40.4167 | 13.91 | 35 | 222 | 0.2 | 0 | 3.6 | 3.1416 | 0.7 | 4.19 | 1000 | 1.8 | 2.34 | 13 | 8.72 | 3200 | 0.84 | 1.29
20 | 4.19 | 4.19 | 4.19 | 1000 | 1000 | 1000 | 1.8 | 1.8 | 1.8 | 2.34 | 2.34 | 2.34 | 360000 | 0.8599 | 12 | 7 | 95 | 90 | 31.5 | 36.5 | 4036.4 | -7625.6 | 4037.3 | 200 | -0.015 | 0.0038 | 0.02 | 48 | 2 | 3 | 3 | 5 | 14400 | 7 | 418653.3318 | 778653.3318 | 17183.7709 | 19983.4526 | 37167.2235 | 1 | 18692.6694 | 18.88 | 3920.1909 | 0.6 | 0.4 | 0.2 | 0.1 | 0 | 17.1838 | 8 | 4.19 | 1000 | 1.8 | 2.34 | 0.03096 | 0.043 | 0.03096 | 0.043 | 0.03096 | 0.043 | 5 | 5 | 5 | 1 | 1 | 9 | 1 | 10 | 2 | 1 | 10 | 1 | 12 | 17183.7709 | 17.1838 | 122463.8532 | 3006.2726 | 19983.4526 | 19.9835 | 131302.893 | 3748.4073 | 37167.2235 | 37.1672 | 176119.6957 | 9351.2573 | 0 | 0.06218 | 0.0028099 | 0.0678 | 1180.8 | 0.052895 | 0.1548 | 20 | 10 | 14 | 6 | 1 | 4 | 1661.53 | 1008.62 | 652.91 | 3960 | 668.48 | 40.4167 | 13.91 | 35 | 222 | 0.2 | 0 | 3.6 | 3.1416 | 0.7 | 4.19 | 1000 | 1.8 | 2.34 | 13 | 8.72 | 3200 | 0.84 | 1.29
21 | 4.19 | 4.19 | 4.19 | 1000 | 1000 | 1000 | 1.8 | 1.8 | 1.8 | 2.34 | 2.34 | 2.34 | 360000 | 0.8599 | 12 | 7 | 95 | 90 | 31.5 | 36.5 | 4036.4 | -7625.6 | 4037.3 | 200 | -0.015 | 0.0038 | 0.02 | 48 | 2 | 3 | 3 | 5 | 14400 | 7 | 418653.3318 | 778653.3318 | 17183.7709 | 19983.4526 | 37167.2235 | 1 | 18692.6694 | 18.88 | 3920.1909 | 0.6 | 0.4 | 0.2 | 0.1 | 0 | 17.1838 | 8 | 4.19 | 1000 | 1.8 | 2.34 | 0.03096 | 0.043 | 0.03096 | 0.043 | 0.03096 | 0.043 | 5 | 5 | 5 | 1 | 1 | 9 | 1 | 10 | 2 | 1 | 10 | 1 | 12 | 17183.7709 | 17.1838 | 122463.8532 | 3006.2726 | 19983.4526 | 19.9835 | 131302.893 | 3748.4073 | 37167.2235 | 37.1672 | 176119.6957 | 9351.2573 | 0 | 0.06218 | 0.0028099 | 0.0678 | 1180.8 | 0.052895 | 0.1548 | 20 | 10 | 14 | 6 | 1 | 4 | 1661.53 | 1008.62 | 652.91 | 3960 | 668.48 | 40.4167 | 13.91 | 35 | 222 | 0.2 | 0 | 3.6 | 3.1416 | 0.7 | 4.19 | 1000 | 1.8 | 2.34 | 13 | 8.72 | 3200 | 0.84 | 1.29
22 | 4.19 | 4.19 | 4.19 | 1000 | 1000 | 1000 | 1.8 | 1.8 | 1.8 | 2.34 | 2.34 | 2.34 | 360000 | 0.8599 | 12 | 7 | 95 | 90 | 31.5 | 36.5 | 4036.4 | -7625.6 | 4037.3 | 200 | -0.015 | 0.0038 | 0.02 | 48 | 2 | 3 | 3 | 5 | 14400 | 7 | 418653.3318 | 778653.3318 | 17183.7709 | 19983.4526 | 37167.2235 | 1 | 18692.6694 | 18.88 | 3920.1909 | 0.6 | 0.4 | 0.2 | 0.1 | 0 | 17.1838 | 8 | 4.19 | 1000 | 1.8 | 2.34 | 0.03096 | 0.043 | 0.03096 | 0.043 | 0.03096 | 0.043 | 5 | 5 | 5 | 1 | 1 | 9 | 1 | 10 | 2 | 1 | 10 | 1 | 12 | 17183.7709 | 17.1838 | 122463.8532 | 3006.2726 | 19983.4526 | 19.9835 | 131302.893 | 3748.4073 | 37167.2235 | 37.1672 | 176119.6957 | 9351.2573 | 0 | 0.06218 | 0.0028099 | 0.0678 | 1180.8 | 0.052895 | 0.1548 | 20 | 10 | 14 | 6 | 1 | 4 | 1661.53 | 1008.62 | 652.91 | 3960 | 668.48 | 40.4167 | 13.91 | 35 | 222 | 0.2 | 0 | 3.6 | 3.1416 | 0.7 | 4.19 | 1000 | 1.8 | 2.34 | 13 | 8.72 | 3200 | 0.84 | 1.29
23 | 4.19 | 4.19 | 4.19 | 1000 | 1000 | 1000 | 1.8 | 1.8 | 1.8 | 2.34 | 2.34 | 2.34 | 360000 | 0.8599 | 12 | 7 | 95 | 90 | 31.5 | 36.5 | 4036.4 | -7625.6 | 4037.3 | 200 | -0.015 | 0.0038 | 0.02 | 48 | 2 | 3 | 3 | 5 | 14400 | 7 | 418653.3318 | 778653.3318 | 17183.7709 | 19983.4526 | 37167.2235 | 1 | 18692.6694 | 18.88 | 3920.1909 | 0.6 | 0.4 | 0.2 | 0.1 | 0 | 17.1838 | 8 | 4.19 | 1000 | 1.8 | 2.34 | 0.03096 | 0.043 | 0.03096 | 0.043 | 0.03096 | 0.043 | 5 | 5 | 5 | 1 | 1 | 9 | 1 | 10 | 2 | 1 | 10 | 1 | 12 | 17183.7709 | 17.1838 | 122463.8532 | 3006.2726 | 19983.4526 | 19.9835 | 131302.893 | 3748.4073 | 37167.2235 | 37.1672 | 176119.6957 | 9351.2573 | 0 | 0.06218 | 0.0028099 | 0.0678 | 1180.8 | 0.052895 | 0.1548 | 20 | 10 | 14 | 6 | 1 | 4 | 1661.53 | 1008.62 | 652.91 | 3960 | 668.48 | 40.4167 | 13.91 | 35 | 222 | 0.2 | 0 | 3.6 | 3.1416 | 0.7 | 4.19 | 1000 | 1.8 | 2.34 | 13 | 8.72 | 3200 | 0.84 | 1.29
24 | 4.19 | 4.19 | 4.19 | 1000 | 1000 | 1000 | 1.8 | 1.8 | 1.8 | 2.34 | 2.34 | 2.34 | 360000 | 0.8599 | 12 | 7 | 95 | 90 | 31.5 | 36.5 | 4036.4 | -7625.6 | 4037.3 | 200 | -0.015 | 0.0038 | 0.02 | 48 | 2 | 3 | 3 | 5 | 14400 | 7 | 418653.3318 | 778653.3318 | 17183.7709 | 19983.4526 | 37167.2235 | 1 | 18692.6694 | 18.88 | 3920.1909 | 0.6 | 0.4 | 0.2 | 0.1 | 0 | 17.1838 | 8 | 4.19 | 1000 | 1.8 | 2.34 | 0.03096 | 0.043 | 0.03096 | 0.043 | 0.03096 | 0.043 | 5 | 5 | 5 | 1 | 1 | 9 | 1 | 10 | 2 | 1 | 10 | 1 | 12 | 17183.7709 | 17.1838 | 122463.8532 | 3006.2726 | 19983.4526 | 19.9835 | 131302.893 | 3748.4073 | 37167.2235 | 37.1672 | 176119.6957 | 9351.2573 | 0 | 0.06218 | 0.0028099 | 0.0678 | 1180.8 | 0.052895 | 0.1548 | 20 | 10 | 14 | 6 | 1 | 4 | 1661.53 | 1008.62 | 652.91 | 3960 | 668.48 | 40.4167 | 13.91 | 35 | 222 | 0.2 | 0 | 3.6 | 3.1416 | 0.7 | 4.19 | 1000 | 1.8 | 2.34 | 13 | 8.72 | 3200 | 0.84 | 1.29
25 | 4.19 | 4.19 | 4.19 | 1000 | 1000 | 1000 | 1.8 | 1.8 | 1.8 | 2.34 | 2.34 | 2.34 | 360000 | 0.8599 | 12 | 7 | 95 | 90 | 31.5 | 36.5 | 4036.4 | -7625.6 | 4037.3 | 200 | -0.015 | 0.0038 | 0.02 | 48 | 2 | 3 | 3 | 5 | 14400 | 7 | 418653.3318 | 778653.3318 | 17183.7709 | 19983.4526 | 37167.2235 | 1 | 18692.6694 | 18.88 | 3920.1909 | 0.6 | 0.4 | 0.2 | 0.1 | 0 | 17.1838 | 8 | 4.19 | 1000 | 1.8 | 2.34 | 0.03096 | 0.043 | 0.03096 | 0.043 | 0.03096 | 0.043 | 5 | 5 | 5 | 1 | 1 | 9 | 1 | 10 | 2 | 1 | 10 | 1 | 12 | 17183.7709 | 17.1838 | 122463.8532 | 3006.2726 | 19983.4526 | 19.9835 | 131302.893 | 3748.4073 | 37167.2235 | 37.1672 | 176119.6957 | 9351.2573 | 0 | 0.06218 | 0.0028099 | 0.0678 | 1180.8 | 0.052895 | 0.1548 | 20 | 10 | 14 | 6 | 1 | 4 | 1661.53 | 1008.62 | 652.91 | 3960 | 668.48 | 40.4167 | 13.91 | 35 | 222 | 0.2 | 0 | 3.6 | 3.1416 | 0.7 | 4.19 | 1000 | 1.8 | 2.34 | 13 | 8.72 | 3200 | 0.84 | 1.29
26 | 4.19 | 4.19 | 4.19 | 1000 | 1000 | 1000 | 1.8 | 1.8 | 1.8 | 2.34 | 2.34 | 2.34 | 360000 | 0.8599 | 12 | 7 | 95 | 90 | 31.5 | 36.5 | 4036.4 | -7625.6 | 4037.3 | 200 | -0.015 | 0.0038 | 0.02 | 48 | 2 | 3 | 3 | 5 | 14400 | 7 | 418653.3318 | 778653.3318 | 17183.7709 | 19983.4526 | 37167.2235 | 1 | 18692.6694 | 18.88 | 3920.1909 | 0.6 | 0.4 | 0.2 | 0.1 | 0 | 17.1838 | 8 | 4.19 | 1000 | 1.8 | 2.34 | 0.03096 | 0.043 | 0.03096 | 0.043 | 0.03096 | 0.043 | 5 | 5 | 5 | 1 | 1 | 9 | 1 | 10 | 2 | 1 | 10 | 1 | 12 | 17183.7709 | 17.1838 | 122463.8532 | 3006.2726 | 19983.4526 | 19.9835 | 131302.893 | 3748.4073 | 37167.2235 | 37.1672 | 176119.6957 | 9351.2573 | 0 | 0.06218 | 0.0028099 | 0.0678 | 1180.8 | 0.052895 | 0.1548 | 20 | 10 | 14 | 6 | 1 | 4 | 1661.53 | 1008.62 | 652.91 | 3960 | 668.48 | 40.4167 | 13.91 | 35 | 222 | 0.2 | 0 | 3.6 | 3.1416 | 0.7 | 4.19 | 1000 | 1.8 | 2.34 | 13 | 8.72 | 3200 | 0.84 | 1.29
27 | 4.19 | 4.19 | 4.19 | 1000 | 1000 | 1000 | 1.8 | 1.8 | 1.8 | 2.34 | 2.34 | 2.34 | 360000 | 0.8599 | 12 | 7 | 95 | 90 | 31.5 | 36.5 | 4036.4 | -7625.6 | 4037.3 | 200 | -0.015 | 0.0038 | 0.02 | 48 | 2 | 3 | 3 | 5 | 14400 | 7 | 418653.3318 | 778653.3318 | 17183.7709 | 19983.4526 | 37167.2235 | 1 | 18692.6694 | 18.88 | 3920.1909 | 0.6 | 0.4 | 0.2 | 0.1 | 0 | 17.1838 | 8 | 4.19 | 1000 | 1.8 | 2.34 | 0.03096 | 0.043 | 0.03096 | 0.043 | 0.03096 | 0.043 | 5 | 5 | 5 | 1 | 1 | 9 | 1 | 10 | 2 | 1 | 10 | 1 | 12 | 17183.7709 | 17.1838 | 122463.8532 | 3006.2726 | 19983.4526 | 19.9835 | 131302.893 | 3748.4073 | 37167.2235 | 37.1672 | 176119.6957 | 9351.2573 | 0 | 0.06218 | 0.0028099 | 0.0678 | 1180.8 | 0.052895 | 0.1548 | 20 | 10 | 14 | 6 | 1 | 4 | 1661.53 | 1008.62 | 652.91 | 3960 | 668.48 | 40.4167 | 13.91 | 35 | 222 | 0.2 | 0 | 3.6 | 3.1416 | 0.7 | 4.19 | 1000 | 1.8 | 2.34 | 13 | 8.72 | 3200 | 0.84 | 1.29
28 | 4.19 | 4.19 | 4.19 | 1000 | 1000 | 1000 | 1.8 | 1.8 | 1.8 | 2.34 | 2.34 | 2.34 | 360000 | 0.8599 | 12 | 7 | 95 | 90 | 31.5 | 36.5 | 4036.4 | -7625.6 | 4037.3 | 200 | -0.015 | 0.0038 | 0.02 | 48 | 2 | 3 | 3 | 5 | 14400 | 7 | 418653.3318 | 778653.3318 | 17183.7709 | 19983.4526 | 37167.2235 | 1 | 18692.6694 | 18.88 | 3920.1909 | 0.6 | 0.4 | 0.2 | 0.1 | 0 | 17.1838 | 8 | 4.19 | 1000 | 1.8 | 2.34 | 0.03096 | 0.043 | 0.03096 | 0.043 | 0.03096 | 0.043 | 5 | 5 | 5 | 1 | 1 | 9 | 1 | 10 | 2 | 1 | 10 | 1 | 12 | 17183.7709 | 17.1838 | 122463.8532 | 3006.2726 | 19983.4526 | 19.9835 | 131302.893 | 3748.4073 | 37167.2235 | 37.1672 | 176119.6957 | 9351.2573 | 0 | 0.06218 | 0.0028099 | 0.0678 | 1180.8 | 0.052895 | 0.1548 | 20 | 10 | 14 | 6 | 1 | 4 | 1661.53 | 1008.62 | 652.91 | 3960 | 668.48 | 40.4167 | 13.91 | 35 | 222 | 0.2 | 0 | 3.6 | 3.1416 | 0.7 | 4.19 | 1000 | 1.8 | 2.34 | 13 | 8.72 | 3200 | 0.84 | 1.29
29 | 4.19 | 4.19 | 4.19 | 1000 | 1000 | 1000 | 1.8 | 1.8 | 1.8 | 2.34 | 2.34 | 2.34 | 360000 | 0.8599 | 12 | 7 | 95 | 90 | 31.5 | 36.5 | 4036.4 | -7625.6 | 4037.3 | 200 | -0.015 | 0.0038 | 0.02 | 48 | 2 | 3 | 3 | 5 | 14400 | 7 | 418653.3318 | 778653.3318 | 17183.7709 | 19983.4526 | 37167.2235 | 1 | 18692.6694 | 18.88 | 3920.1909 | 0.6 | 0.4 | 0.2 | 0.1 | 0 | 17.1838 | 8 | 4.19 | 1000 | 1.8 | 2.34 | 0.03096 | 0.043 | 0.03096 | 0.043 | 0.03096 | 0.043 | 5 | 5 | 5 | 1 | 1 | 9 | 1 | 10 | 2 | 1 | 10 | 1 | 12 | 17183.7709 | 17.1838 | 122463.8532 | 3006.2726 | 19983.4526 | 19.9835 | 131302.893 | 3748.4073 | 37167.2235 | 37.1672 | 176119.6957 | 9351.2573 | 0 | 0.06218 | 0.0028099 | 0.0678 | 1180.8 | 0.052895 | 0.1548 | 20 | 10 | 14 | 6 | 1 | 4 | 1661.53 | 1008.62 | 652.91 | 3960 | 668.48 | 40.4167 | 13.91 | 35 | 222 | 0.2 | 0 | 3.6 | 3.1416 | 0.7 | 4.19 | 1000 | 1.8 | 2.34 | 13 | 8.72 | 3200 | 0.84 | 1.29
30 | 4.19 | 4.19 | 4.19 | 1000 | 1000 | 1000 | 1.8 | 1.8 | 1.8 | 2.34 | 2.34 | 2.34 | 360000 | 0.8599 | 12 | 7 | 95 | 90 | 31.5 | 36.5 | 4036.4 | -7625.6 | 4037.3 | 200 | -0.015 | 0.0038 | 0.02 | 48 | 2 | 3 | 3 | 5 | 14400 | 7 | 418653.3318 | 778653.3318 | 17183.7709 | 19983.4526 | 37167.2235 | 1 | 18692.6694 | 18.88 | 3920.1909 | 0.6 | 0.4 | 0.2 | 0.1 | 0 | 17.1838 | 8 | 4.19 | 1000 | 1.8 | 2.34 | 0.03096 | 0.043 | 0.03096 | 0.043 | 0.03096 | 0.043 | 5 | 5 | 5 | 1 | 1 | 9 | 1 | 10 | 2 | 1 | 10 | 1 | 12 | 17183.7709 | 17.1838 | 122463.8532 | 3006.2726 | 19983.4526 | 19.9835 | 131302.893 | 3748.4073 | 37167.2235 | 37.1672 | 176119.6957 | 9351.2573 | 0 | 0.06218 | 0.0028099 | 0.0678 | 1180.8 | 0.052895 | 0.1548 | 20 | 10 | 14 | 6 | 1 | 4 | 1661.53 | 1008.62 | 652.91 | 3960 | 668.48 | 40.4167 | 13.91 | 35 | 222 | 0.2 | 0 | 3.6 | 3.1416 | 0.7 | 4.19 | 1000 | 1.8 | 2.34 | 13 | 8.72 | 3200 | 0.84 | 1.29
31 | 4.19 | 4.19 | 4.19 | 1000 | 1000 | 1000 | 1.8 | 1.8 | 1.8 | 2.34 | 2.34 | 2.34 | 360000 | 0.8599 | 12 | 7 | 95 | 90 | 31.5 | 36.5 | 4036.4 | -7625.6 | 4037.3 | 200 | -0.015 | 0.0038 | 0.02 | 48 | 2 | 3 | 3 | 5 | 14400 | 7 | 418653.3318 | 778653.3318 | 17183.7709 | 19983.4526 | 37167.2235 | 1 | 18692.6694 | 18.88 | 3920.1909 | 0.6 | 0.4 | 0.2 | 0.1 | 0 | 17.1838 | 8 | 4.19 | 1000 | 1.8 | 2.34 | 0.03096 | 0.043 | 0.03096 | 0.043 | 0.03096 | 0.043 | 5 | 5 | 5 | 1 | 1 | 9 | 1 | 10 | 2 | 1 | 10 | 1 | 12 | 17183.7709 | 17.1838 | 122463.8532 | 3006.2726 | 19983.4526 | 19.9835 | 131302.893 | 3748.4073 | 37167.2235 | 37.1672 | 176119.6957 | 9351.2573 | 0 | 0.06218 | 0.0028099 | 0.0678 | 1180.8 | 0.052895 | 0.1548 | 20 | 10 | 14 | 6 | 1 | 4 | 1661.53 | 1008.62 | 652.91 | 3960 | 668.48 | 40.4167 | 13.91 | 35 | 222 | 0.2 | 0 | 3.6 | 3.1416 | 0.7 | 4.19 | 1000 | 1.8 | 2.34 | 13 | 8.72 | 3200 | 0.84 | 1.29
32 | 4.19 | 4.19 | 4.19 | 1000 | 1000 | 1000 | 1.8 | 1.8 | 1.8 | 2.34 | 2.34 | 2.34 | 360000 | 0.8599 | 12 | 7 | 95 | 90 | 31.5 | 36.5 | 4036.4 | -7625.6 | 4037.3 | 200 | -0.015 | 0.0038 | 0.02 | 48 | 2 | 3 | 3 | 5 | 14400 | 7 | 418653.3318 | 778653.3318 | 17183.7709 | 19983.4526 | 37167.2235 | 1 | 18692.6694 | 18.88 | 3920.1909 | 0.6 | 0.4 | 0.2 | 0.1 | 0 | 17.1838 | 8 | 4.19 | 1000 | 1.8 | 2.34 | 0.03096 | 0.043 | 0.03096 | 0.043 | 0.03096 | 0.043 | 5 | 5 | 5 | 1 | 1 | 9 | 1 | 10 | 2 | 1 | 10 | 1 | 12 | 17183.7709 | 17.1838 | 122463.8532 | 3006.2726 | 19983.4526 | 19.9835 | 131302.893 | 3748.4073 | 37167.2235 | 37.1672 | 176119.6957 | 9351.2573 | 0 | 0.06218 | 0.0028099 | 0.0678 | 1180.8 | 0.052895 | 0.1548 | 20 | 10 | 14 | 6 | 1 | 4 | 1661.53 | 1008.62 | 652.91 | 3960 | 668.48 | 40.4167 | 13.91 | 35 | 222 | 0.2 | 0 | 3.6 | 3.1416 | 0.7 | 4.19 | 1000 | 1.8 | 2.34 | 13 | 8.72 | 3200 | 0.84 | 1.29
33 | 4.19 | 4.19 | 4.19 | 1000 | 1000 | 1000 | 1.8 | 1.8 | 1.8 | 2.34 | 2.34 | 2.34 | 360000 | 0.8599 | 12 | 7 | 95 | 90 | 31.5 | 36.5 | 4036.4 | -7625.6 | 4037.3 | 200 | -0.015 | 0.0038 | 0.02 | 48 | 2 | 3 | 3 | 5 | 14400 | 7 | 418653.3318 | 778653.3318 | 17183.7709 | 19983.4526 | 37167.2235 | 1 | 18692.6694 | 18.88 | 3920.1909 | 0.6 | 0.4 | 0.2 | 0.1 | 0 | 17.1838 | 8 | 4.19 | 1000 | 1.8 | 2.34 | 0.03096 | 0.043 | 0.03096 | 0.043 | 0.03096 | 0.043 | 5 | 5 | 5 | 1 | 1 | 9 | 1 | 10 | 2 | 1 | 10 | 1 | 12 | 17183.7709 | 17.1838 | 122463.8532 | 3006.2726 | 19983.4526 | 19.9835 | 131302.893 | 3748.4073 | 37167.2235 | 37.1672 | 176119.6957 | 9351.2573 | 0 | 0.06218 | 0.0028099 | 0.0678 | 1180.8 | 0.052895 | 0.1548 | 20 | 10 | 14 | 6 | 1 | 4 | 1661.53 | 1008.62 | 652.91 | 3960 | 668.48 | 40.4167 | 13.91 | 35 | 222 | 0.2 | 0 | 3.6 | 3.1416 | 0.7 | 4.19 | 1000 | 1.8 | 2.34 | 13 | 8.72 | 3200 | 0.84 | 1.29
34 | 4.19 | 4.19 | 4.19 | 1000 | 1000 | 1000 | 1.8 | 1.8 | 1.8 | 2.34 | 2.34 | 2.34 | 360000 | 0.8599 | 12 | 7 | 95 | 90 | 31.5 | 36.5 | 4036.4 | -7625.6 | 4037.3 | 200 | -0.015 | 0.0038 | 0.02 | 48 | 2 | 3 | 3 | 5 | 14400 | 7 | 418653.3318 | 778653.3318 | 17183.7709 | 19983.4526 | 37167.2235 | 1 | 18692.6694 | 18.88 | 3920.1909 | 0.6 | 0.4 | 0.2 | 0.1 | 0 | 17.1838 | 8 | 4.19 | 1000 | 1.8 | 2.34 | 0.03096 | 0.043 | 0.03096 | 0.043 | 0.03096 | 0.043 | 5 | 5 | 5 | 1 | 1 | 9 | 1 | 10 | 2 | 1 | 10 | 1 | 12 | 17183.7709 | 17.1838 | 122463.8532 | 3006.2726 | 19983.4526 | 19.9835 | 131302.893 | 3748.4073 | 37167.2235 | 37.1672 | 176119.6957 | 9351.2573 | 0 | 0.06218 | 0.0028099 | 0.0678 | 1180.8 | 0.052895 | 0.1548 | 20 | 10 | 14 | 6 | 1 | 4 | 1661.53 | 1008.62 | 652.91 | 3960 | 668.48 | 40.4167 | 13.91 | 35 | 222 | 0.2 | 0 | 3.6 | 3.1416 | 0.7 | 4.19 | 1000 | 1.8 | 2.34 | 13 | 8.72 | 3200 | 0.84 | 1.29
35 | 4.19 | 4.19 | 4.19 | 1000 | 1000 | 1000 | 1.8 | 1.8 | 1.8 | 2.34 | 2.34 | 2.34 | 360000 | 0.8599 | 12 | 7 | 95 | 90 | 31.5 | 36.5 | 4036.4 | -7625.6 | 4037.3 | 200 | -0.015 | 0.0038 | 0.02 | 48 | 2 | 3 | 3 | 5 | 14400 | 7 | 418653.3318 | 778653.3318 | 17183.7709 | 19983.4526 | 37167.2235 | 1 | 18692.6694 | 18.88 | 3920.1909 | 0.6 | 0.4 | 0.2 | 0.1 | 0 | 17.1838 | 8 | 4.19 | 1000 | 1.8 | 2.34 | 0.03096 | 0.043 | 0.03096 | 0.043 | 0.03096 | 0.043 | 5 | 5 | 5 | 1 | 1 | 9 | 1 | 10 | 2 | 1 | 10 | 1 | 12 | 17183.7709 | 17.1838 | 122463.8532 | 3006.2726 | 19983.4526 | 19.9835 | 131302.893 | 3748.4073 | 37167.2235 | 37.1672 | 176119.6957 | 9351.2573 | 0 | 0.06218 | 0.0028099 | 0.0678 | 1180.8 | 0.052895 | 0.1548 | 20 | 10 | 14 | 6 | 1 | 4 | 1661.53 | 1008.62 | 652.91 | 3960 | 668.48 | 40.4167 | 13.91 | 35 | 222 | 0.2 | 0 | 3.6 | 3.1416 | 0.7 | 4.19 | 1000 | 1.8 | 2.34 | 13 | 8.72 | 3200 | 0.84 | 1.29
36 | 4.19 | 4.19 | 4.19 | 1000 | 1000 | 1000 | 1.8 | 1.8 | 1.8 | 2.34 | 2.34 | 2.34 | 360000 | 0.8599 | 12 | 7 | 95 | 90 | 31.5 | 36.5 | 4036.4 | -7625.6 | 4037.3 | 200 | -0.015 | 0.0038 | 0.02 | 48 | 2 | 3 | 3 | 5 | 14400 | 7 | 418653.3318 | 778653.3318 | 17183.7709 | 19983.4526 | 37167.2235 | 1 | 18692.6694 | 18.88 | 3920.1909 | 0.6 | 0.4 | 0.2 | 0.1 | 0 | 17.1838 | 8 | 4.19 | 1000 | 1.8 | 2.34 | 0.03096 | 0.043 | 0.03096 | 0.043 | 0.03096 | 0.043 | 5 | 5 | 5 | 1 | 1 | 9 | 1 | 10 | 2 | 1 | 10 | 1 | 12 | 17183.7709 | 17.1838 | 122463.8532 | 3006.2726 | 19983.4526 | 19.9835 | 131302.893 | 3748.4073 | 37167.2235 | 37.1672 | 176119.6957 | 9351.2573 | 0 | 0.06218 | 0.0028099 | 0.0678 | 1180.8 | 0.052895 | 0.1548 | 20 | 10 | 14 | 6 | 1 | 4 | 1661.53 | 1008.62 | 652.91 | 3960 | 668.48 | 40.4167 | 13.91 | 35 | 222 | 0.2 | 0 | 3.6 | 3.1416 | 0.7 | 4.19 | 1000 | 1.8 | 2.34 | 13 | 8.72 | 3200 | 0.84 | 1.29
37 | 4.19 | 4.19 | 4.19 | 1000 | 1000 | 1000 | 1.8 | 1.8 | 1.8 | 2.34 | 2.34 | 2.34 | 360000 | 0.8599 | 12 | 7 | 95 | 90 | 31.5 | 36.5 | 4036.4 | -7625.6 | 4037.3 | 200 | -0.015 | 0.0038 | 0.02 | 48 | 2 | 3 | 3 | 5 | 14400 | 7 | 418653.3318 | 778653.3318 | 17183.7709 | 19983.4526 | 37167.2235 | 1 | 18692.6694 | 18.88 | 3920.1909 | 0.6 | 0.4 | 0.2 | 0.1 | 0 | 17.1838 | 8 | 4.19 | 1000 | 1.8 | 2.34 | 0.03096 | 0.043 | 0.03096 | 0.043 | 0.03096 | 0.043 | 5 | 5 | 5 | 1 | 1 | 9 | 1 | 10 | 2 | 1 | 10 | 1 | 12 | 17183.7709 | 17.1838 | 122463.8532 | 3006.2726 | 19983.4526 | 19.9835 | 131302.893 | 3748.4073 | 37167.2235 | 37.1672 | 176119.6957 | 9351.2573 | 0 | 0.06218 | 0.0028099 | 0.0678 | 1180.8 | 0.052895 | 0.1548 | 20 | 10 | 14 | 6 | 1 | 4 | 1661.53 | 1008.62 | 652.91 | 3960 | 668.48 | 40.4167 | 13.91 | 35 | 222 | 0.2 | 0 | 3.6 | 3.1416 | 0.7 | 4.19 | 1000 | 1.8 | 2.34 | 13 | 8.72 | 3200 | 0.84 | 1.29
38 | 4.19 | 4.19 | 4.19 | 1000 | 1000 | 1000 | 1.8 | 1.8 | 1.8 | 2.34 | 2.34 | 2.34 | 360000 | 0.8599 | 12 | 7 | 95 | 90 | 31.5 | 36.5 | 4036.4 | -7625.6 | 4037.3 | 200 | -0.015 | 0.0038 | 0.02 | 48 | 2 | 3 | 3 | 5 | 14400 | 7 | 418653.3318 | 778653.3318 | 17183.7709 | 19983.4526 | 37167.2235 | 1 | 18692.6694 | 18.88 | 3920.1909 | 0.6 | 0.4 | 0.2 | 0.1 | 0 | 17.1838 | 8 | 4.19 | 1000 | 1.8 | 2.34 | 0.03096 | 0.043 | 0.03096 | 0.043 | 0.03096 | 0.043 | 5 | 5 | 5 | 1 | 1 | 9 | 1 | 10 | 2 | 1 | 10 | 1 | 12 | 17183.7709 | 17.1838 | 122463.8532 | 3006.2726 | 19983.4526 | 19.9835 | 131302.893 | 3748.4073 | 37167.2235 | 37.1672 | 176119.6957 | 9351.2573 | 0 | 0.06218 | 0.0028099 | 0.0678 | 1180.8 | 0.052895 | 0.1548 | 20 | 10 | 14 | 6 | 1 | 4 | 1661.53 | 1008.62 | 652.91 | 3960 | 668.48 | 40.4167 | 13.91 | 35 | 222 | 0.2 | 0 | 3.6 | 3.1416 | 0.7 | 4.19 | 1000 | 1.8 | 2.34 | 13 | 8.72 | 3200 | 0.84 | 1.29
39 | 4.19 | 4.19 | 4.19 | 1000 | 1000 | 1000 | 1.8 | 1.8 | 1.8 | 2.34 | 2.34 | 2.34 | 360000 | 0.8599 | 12 | 7 | 95 | 90 | 31.5 | 36.5 | 4036.4 | -7625.6 | 4037.3 | 200 | -0.015 | 0.0038 | 0.02 | 48 | 2 | 3 | 3 | 5 | 14400 | 7 | 418653.3318 | 778653.3318 | 17183.7709 | 19983.4526 | 37167.2235 | 1 | 18692.6694 | 18.88 | 3920.1909 | 0.6 | 0.4 | 0.2 | 0.1 | 0 | 17.1838 | 8 | 4.19 | 1000 | 1.8 | 2.34 | 0.03096 | 0.043 | 0.03096 | 0.043 | 0.03096 | 0.043 | 5 | 5 | 5 | 1 | 1 | 9 | 1 | 10 | 2 | 1 | 10 | 1 | 12 | 17183.7709 | 17.1838 | 122463.8532 | 3006.2726 | 19983.4526 | 19.9835 | 131302.893 | 3748.4073 | 37167.2235 | 37.1672 | 176119.6957 | 9351.2573 | 0 | 0.06218 | 0.0028099 | 0.0678 | 1180.8 | 0.052895 | 0.1548 | 20 | 10 | 14 | 6 | 1 | 4 | 1661.53 | 1008.62 | 652.91 | 3960 | 668.48 | 40.4167 | 13.91 | 35 | 222 | 0.2 | 0 | 3.6 | 3.1416 | 0.7 | 4.19 | 1000 | 1.8 | 2.34 | 13 | 8.72 | 3200 | 0.84 | 1.29
40 | 4.19 | 4.19 | 4.19 | 1000 | 1000 | 1000 | 1.8 | 1.8 | 1.8 | 2.34 | 2.34 | 2.34 | 360000 | 0.8599 | 12 | 7 | 95 | 90 | 31.5 | 36.5 | 4036.4 | -7625.6 | 4037.3 | 200 | -0.015 | 0.0038 | 0.02 | 48 | 2 | 3 | 3 | 5 | 14400 | 7 | 418653.3318 | 778653.3318 | 17183.7709 | 19983.4526 | 37167.2235 | 1 | 18692.6694 | 18.88 | 3920.1909 | 0.6 | 0.4 | 0.2 | 0.1 | 0 | 17.1838 | 8 | 4.19 | 1000 | 1.8 | 2.34 | 0.03096 | 0.043 | 0.03096 | 0.043 | 0.03096 | 0.043 | 5 | 5 | 5 | 1 | 1 | 9 | 1 | 10 | 2 | 1 | 10 | 1 | 12 | 17183.7709 | 17.1838 | 122463.8532 | 3006.2726 | 19983.4526 | 19.9835 | 131302.893 | 3748.4073 | 37167.2235 | 37.1672 | 176119.6957 | 9351.2573 | 0 | 0.06218 | 0.0028099 | 0.0678 | 1180.8 | 0.052895 | 0.1548 | 20 | 10 | 14 | 6 | 1 | 4 | 1661.53 | 1008.62 | 652.91 | 3960 | 668.48 | 40.4167 | 13.91 | 35 | 222 | 0.2 | 0 | 3.6 | 3.1416 | 0.7 | 4.19 | 1000 | 1.8 | 2.34 | 13 | 8.72 | 3200 | 0.84 | 1.29
41 | 4.19 | 4.19 | 4.19 | 1000 | 1000 | 1000 | 1.8 | 1.8 | 1.8 | 2.34 | 2.34 | 2.34 | 360000 | 0.8599 | 12 | 7 | 95 | 90 | 31.5 | 36.5 | 4036.4 | -7625.6 | 4037.3 | 200 | -0.015 | 0.0038 | 0.02 | 48 | 2 | 3 | 3 | 5 | 14400 | 7 | 418653.3318 | 778653.3318 | 17183.7709 | 19983.4526 | 37167.2235 | 1 | 18692.6694 | 18.88 | 3920.1909 | 0.6 | 0.4 | 0.2 | 0.1 | 0 | 17.1838 | 8 | 4.19 | 1000 | 1.8 | 2.34 | 0.03096 | 0.043 | 0.03096 | 0.043 | 0.03096 | 0.043 | 5 | 5 | 5 | 1 | 1 | 9 | 1 | 10 | 2 | 1 | 10 | 1 | 12 | 17183.7709 | 17.1838 | 122463.8532 | 3006.2726 | 19983.4526 | 19.9835 | 131302.893 | 3748.4073 | 37167.2235 | 37.1672 | 176119.6957 | 9351.2573 | 0 | 0.06218 | 0.0028099 | 0.0678 | 1180.8 | 0.052895 | 0.1548 | 20 | 10 | 14 | 6 | 1 | 4 | 1661.53 | 1008.62 | 652.91 | 3960 | 668.48 | 40.4167 | 13.91 | 35 | 222 | 0.2 | 0 | 3.6 | 3.1416 | 0.7 | 4.19 | 1000 | 1.8 | 2.34 | 13 | 8.72 | 3200 | 0.84 | 1.29
42 | 4.19 | 4.19 | 4.19 | 1000 | 1000 | 1000 | 1.8 | 1.8 | 1.8 | 2.34 | 2.34 | 2.34 | 360000 | 0.8599 | 12 | 7 | 95 | 90 | 31.5 | 36.5 | 4036.4 | -7625.6 | 4037.3 | 200 | -0.015 | 0.0038 | 0.02 | 48 | 2 | 3 | 3 | 5 | 14400 | 7 | 418653.3318 | 778653.3318 | 17183.7709 | 19983.4526 | 37167.2235 | 1 | 18692.6694 | 18.88 | 3920.1909 | 0.6 | 0.4 | 0.2 | 0.1 | 0 | 17.1838 | 8 | 4.19 | 1000 | 1.8 | 2.34 | 0.03096 | 0.043 | 0.03096 | 0.043 | 0.03096 | 0.043 | 5 | 5 | 5 | 1 | 1 | 9 | 1 | 10 | 2 | 1 | 10 | 1 | 12 | 17183.7709 | 17.1838 | 122463.8532 | 3006.2726 | 19983.4526 | 19.9835 | 131302.893 | 3748.4073 | 37167.2235 | 37.1672 | 176119.6957 | 9351.2573 | 0 | 0.06218 | 0.0028099 | 0.0678 | 1180.8 | 0.052895 | 0.1548 | 20 | 10 | 14 | 6 | 1 | 4 | 1661.53 | 1008.62 | 652.91 | 3960 | 668.48 | 40.4167 | 13.91 | 35 | 222 | 0.2 | 0 | 3.6 | 3.1416 | 0.7 | 4.19 | 1000 | 1.8 | 2.34 | 13 | 8.72 | 3200 | 0.84 | 1.29
43 | 4.19 | 4.19 | 4.19 | 1000 | 1000 | 1000 | 1.8 | 1.8 | 1.8 | 2.34 | 2.34 | 2.34 | 360000 | 0.8599 | 12 | 7 | 95 | 90 | 31.5 | 36.5 | 4036.4 | -7625.6 | 4037.3 | 200 | -0.015 | 0.0038 | 0.02 | 48 | 2 | 3 | 3 | 5 | 14400 | 7 | 418653.3318 | 778653.3318 | 17183.7709 | 19983.4526 | 37167.2235 | 1 | 18692.6694 | 18.88 | 3920.1909 | 0.6 | 0.4 | 0.2 | 0.1 | 0 | 17.1838 | 8 | 4.19 | 1000 | 1.8 | 2.34 | 0.03096 | 0.043 | 0.03096 | 0.043 | 0.03096 | 0.043 | 5 | 5 | 5 | 1 | 1 | 9 | 1 | 10 | 2 | 1 | 10 | 1 | 12 | 17183.7709 | 17.1838 | 122463.8532 | 3006.2726 | 19983.4526 | 19.9835 | 131302.893 | 3748.4073 | 37167.2235 | 37.1672 | 176119.6957 | 9351.2573 | 0 | 0.06218 | 0.0028099 | 0.0678 | 1180.8 | 0.052895 | 0.1548 | 20 | 10 | 14 | 6 | 1 | 4 | 1661.53 | 1008.62 | 652.91 | 3960 | 668.48 | 40.4167 | 13.91 | 35 | 222 | 0.2 | 0 | 3.6 | 3.1416 | 0.7 | 4.19 | 1000 | 1.8 | 2.34 | 13 | 8.72 | 3200 | 0.84 | 1.29
44 | 4.19 | 4.19 | 4.19 | 1000 | 1000 | 1000 | 1.8 | 1.8 | 1.8 | 2.34 | 2.34 | 2.34 | 360000 | 0.8599 | 12 | 7 | 95 | 90 | 31.5 | 36.5 | 4036.4 | -7625.6 | 4037.3 | 200 | -0.015 | 0.0038 | 0.02 | 48 | 2 | 3 | 3 | 5 | 14400 | 7 | 418653.3318 | 778653.3318 | 17183.7709 | 19983.4526 | 37167.2235 | 1 | 18692.6694 | 18.88 | 3920.1909 | 0.6 | 0.4 | 0.2 | 0.1 | 0 | 17.1838 | 8 | 4.19 | 1000 | 1.8 | 2.34 | 0.03096 | 0.043 | 0.03096 | 0.043 | 0.03096 | 0.043 | 5 | 5 | 5 | 1 | 1 | 9 | 1 | 10 | 2 | 1 | 10 | 1 | 12 | 17183.7709 | 17.1838 | 122463.8532 | 3006.2726 | 19983.4526 | 19.9835 | 131302.893 | 3748.4073 | 37167.2235 | 37.1672 | 176119.6957 | 9351.2573 | 0 | 0.06218 | 0.0028099 | 0.0678 | 1180.8 | 0.052895 | 0.1548 | 20 | 10 | 14 | 6 | 1 | 4 | 1661.53 | 1008.62 | 652.91 | 3960 | 668.48 | 40.4167 | 13.91 | 35 | 222 | 0.2 | 0 | 3.6 | 3.1416 | 0.7 | 4.19 | 1000 | 1.8 | 2.34 | 13 | 8.72 | 3200 | 0.84 | 1.29
45 | 4.19 | 4.19 | 4.19 | 1000 | 1000 | 1000 | 1.8 | 1.8 | 1.8 | 2.34 | 2.34 | 2.34 | 360000 | 0.8599 | 12 | 7 | 95 | 90 | 31.5 | 36.5 | 4036.4 | -7625.6 | 4037.3 | 200 | -0.015 | 0.0038 | 0.02 | 48 | 2 | 3 | 3 | 5 | 14400 | 7 | 418653.3318 | 778653.3318 | 17183.7709 | 19983.4526 | 37167.2235 | 1 | 18692.6694 | 18.88 | 3920.1909 | 0.6 | 0.4 | 0.2 | 0.1 | 0 | 17.1838 | 8 | 4.19 | 1000 | 1.8 | 2.34 | 0.03096 | 0.043 | 0.03096 | 0.043 | 0.03096 | 0.043 | 5 | 5 | 5 | 1 | 1 | 9 | 1 | 10 | 2 | 1 | 10 | 1 | 12 | 17183.7709 | 17.1838 | 122463.8532 | 3006.2726 | 19983.4526 | 19.9835 | 131302.893 | 3748.4073 | 37167.2235 | 37.1672 | 176119.6957 | 9351.2573 | 0 | 0.06218 | 0.0028099 | 0.0678 | 1180.8 | 0.052895 | 0.1548 | 20 | 10 | 14 | 6 | 1 | 4 | 1661.53 | 1008.62 | 652.91 | 3960 | 668.48 | 40.4167 | 13.91 | 35 | 222 | 0.2 | 0 | 3.6 | 3.1416 | 0.7 | 4.19 | 1000 | 1.8 | 2.34 | 13 | 8.72 | 3200 | 0.84 | 1.29
46 | 4.19 | 4.19 | 4.19 | 1000 | 1000 | 1000 | 1.8 | 1.8 | 1.8 | 2.34 | 2.34 | 2.34 | 360000 | 0.8599 | 12 | 7 | 95 | 90 | 31.5 | 36.5 | 4036.4 | -7625.6 | 4037.3 | 200 | -0.015 | 0.0038 | 0.02 | 48 | 2 | 3 | 3 | 5 | 14400 | 7 | 418653.3318 | 778653.3318 | 17183.7709 | 19983.4526 | 37167.2235 | 1 | 18692.6694 | 18.88 | 3920.1909 | 0.6 | 0.4 | 0.2 | 0.1 | 0 | 17.1838 | 8 | 4.19 | 1000 | 1.8 | 2.34 | 0.03096 | 0.043 | 0.03096 | 0.043 | 0.03096 | 0.043 | 5 | 5 | 5 | 1 | 1 | 9 | 1 | 10 | 2 | 1 | 10 | 1 | 12 | 17183.7709 | 17.1838 | 122463.8532 | 3006.2726 | 19983.4526 | 19.9835 | 131302.893 | 3748.4073 | 37167.2235 | 37.1672 | 176119.6957 | 9351.2573 | 0 | 0.06218 | 0.0028099 | 0.0678 | 1180.8 | 0.052895 | 0.1548 | 20 | 10 | 14 | 6 | 1 | 4 | 1661.53 | 1008.62 | 652.91 | 3960 | 668.48 | 40.4167 | 13.91 | 35 | 222 | 0.2 | 0 | 3.6 | 3.1416 | 0.7 | 4.19 | 1000 | 1.8 | 2.34 | 13 | 8.72 | 3200 | 0.84 | 1.29
47 | 4.19 | 4.19 | 4.19 | 1000 | 1000 | 1000 | 1.8 | 1.8 | 1.8 | 2.34 | 2.34 | 2.34 | 360000 | 0.8599 | 12 | 7 | 95 | 90 | 31.5 | 36.5 | 4036.4 | -7625.6 | 4037.3 | 200 | -0.015 | 0.0038 | 0.02 | 48 | 2 | 3 | 3 | 5 | 14400 | 7 | 418653.3318 | 778653.3318 | 17183.7709 | 19983.4526 | 37167.2235 | 1 | 18692.6694 | 18.88 | 3920.1909 | 0.6 | 0.4 | 0.2 | 0.1 | 0 | 17.1838 | 8 | 4.19 | 1000 | 1.8 | 2.34 | 0.03096 | 0.043 | 0.03096 | 0.043 | 0.03096 | 0.043 | 5 | 5 | 5 | 1 | 1 | 9 | 1 | 10 | 2 | 1 | 10 | 1 | 12 | 17183.7709 | 17.1838 | 122463.8532 | 3006.2726 | 19983.4526 | 19.9835 | 131302.893 | 3748.4073 | 37167.2235 | 37.1672 | 176119.6957 | 9351.2573 | 0 | 0.06218 | 0.0028099 | 0.0678 | 1180.8 | 0.052895 | 0.1548 | 20 | 10 | 14 | 6 | 1 | 4 | 1661.53 | 1008.62 | 652.91 | 3960 | 668.48 | 40.4167 | 13.91 | 35 | 222 | 0.2 | 0 | 3.6 | 3.1416 | 0.7 | 4.19 | 1000 | 1.8 | 2.34 | 13 | 8.72 | 3200 | 0.84 | 1.29
48 | 4.19 | 4.19 | 4.19 | 1000 | 1000 | 1000 | 1.8 | 1.8 | 1.8 | 2.34 | 2.34 | 2.34 | 360000 | 0.8599 | 12 | 7 | 95 | 90 | 31.5 | 36.5 | 4036.4 | -7625.6 | 4037.3 | 200 | -0.015 | 0.0038 | 0.02 | 48 | 2 | 3 | 3 | 5 | 14400 | 7 | 418653.3318 | 778653.3318 | 17183.7709 | 19983.4526 | 37167.2235 | 1 | 18692.6694 | 18.88 | 3920.1909 | 0.6 | 0.4 | 0.2 | 0.1 | 0 | 17.1838 | 8 | 4.19 | 1000 | 1.8 | 2.34 | 0.03096 | 0.043 | 0.03096 | 0.043 | 0.03096 | 0.043 | 5 | 5 | 5 | 1 | 1 | 9 | 1 | 10 | 2 | 1 | 10 | 1 | 12 | 17183.7709 | 17.1838 | 122463.8532 | 3006.2726 | 19983.4526 | 19.9835 | 131302.893 | 3748.4073 | 37167.2235 | 37.1672 | 176119.6957 | 9351.2573 | 0 | 0.06218 | 0.0028099 | 0.0678 | 1180.8 | 0.052895 | 0.1548 | 20 | 10 | 14 | 6 | 1 | 4 | 1661.53 | 1008.62 | 652.91 | 3960 | 668.48 | 40.4167 | 13.91 | 35 | 222 | 0.2 | 0 | 3.6 | 3.1416 | 0.7 | 4.19 | 1000 | 1.8 | 2.34 | 13 | 8.72 | 3200 | 0.84 | 1.29
49 | 4.19 | 4.19 | 4.19 | 1000 | 1000 | 1000 | 1.8 | 1.8 | 1.8 | 2.34 | 2.34 | 2.34 | 360000 | 0.8599 | 12 | 7 | 95 | 90 | 31.5 | 36.5 | 4036.4 | -7625.6 | 4037.3 | 200 | -0.015 | 0.0038 | 0.02 | 48 | 2 | 3 | 3 | 5 | 14400 | 7 | 418653.3318 | 778653.3318 | 17183.7709 | 19983.4526 | 37167.2235 | 1 | 18692.6694 | 18.88 | 3920.1909 | 0.6 | 0.4 | 0.2 | 0.1 | 0 | 17.1838 | 8 | 4.19 | 1000 | 1.8 | 2.34 | 0.03096 | 0.043 | 0.03096 | 0.043 | 0.03096 | 0.043 | 5 | 5 | 5 | 1 | 1 | 9 | 1 | 10 | 2 | 1 | 10 | 1 | 12 | 17183.7709 | 17.1838 | 122463.8532 | 3006.2726 | 19983.4526 | 19.9835 | 131302.893 | 3748.4073 | 37167.2235 | 37.1672 | 176119.6957 | 9351.2573 | 0 | 0.06218 | 0.0028099 | 0.0678 | 1180.8 | 0.052895 | 0.1548 | 20 | 10 | 14 | 6 | 1 | 4 | 1661.53 | 1008.62 | 652.91 | 3960 | 668.48 | 40.4167 | 13.91 | 35 | 222 | 0.2 | 0 | 3.6 | 3.1416 | 0.7 | 4.19 | 1000 | 1.8 | 2.34 | 13 | 8.72 | 3200 | 0.84 | 1.29
50 | 4.19 | 4.19 | 4.19 | 1000 | 1000 | 1000 | 1.8 | 1.8 | 1.8 | 2.34 | 2.34 | 2.34 | 360000 | 0.8599 | 12 | 7 | 95 | 90 | 31.5 | 36.5 | 4036.4 | -7625.6 | 4037.3 | 200 | -0.015 | 0.0038 | 0.02 | 48 | 2 | 3 | 3 | 5 | 14400 | 7 | 418653.3318 | 778653.3318 | 17183.7709 | 19983.4526 | 37167.2235 | 1 | 18692.6694 | 18.88 | 3920.1909 | 0.6 | 0.4 | 0.2 | 0.1 | 0 | 17.1838 | 8 | 4.19 | 1000 | 1.8 | 2.34 | 0.03096 | 0.043 | 0.03096 | 0.043 | 0.03096 | 0.043 | 5 | 5 | 5 | 1 | 1 | 9 | 1 | 10 | 2 | 1 | 10 | 1 | 12 | 17183.7709 | 17.1838 | 122463.8532 | 3006.2726 | 19983.4526 | 19.9835 | 131302.893 | 3748.4073 | 37167.2235 | 37.1672 | 176119.6957 | 9351.2573 | 0 | 0.06218 | 0.0028099 | 0.0678 | 1180.8 | 0.052895 | 0.1548 | 20 | 10 | 14 | 6 | 1 | 4 | 1661.53 | 1008.62 | 652.91 | 3960 | 668.48 | 40.4167 | 13.91 | 35 | 222 | 0.2 | 0 | 3.6 | 3.1416 | 0.7 | 4.19 | 1000 | 1.8 | 2.34 | 13 | 8.72 | 3200 | 0.84 | 1.29
51 | 4.19 | 4.19 | 4.19 | 1000 | 1000 | 1000 | 1.8 | 1.8 | 1.8 | 2.34 | 2.34 | 2.34 | 360000 | 0.8599 | 12 | 7 | 95 | 90 | 31.5 | 36.5 | 4036.4 | -7625.6 | 4037.3 | 200 | -0.015 | 0.0038 | 0.02 | 48 | 2 | 3 | 3 | 5 | 14400 | 7 | 418653.3318 | 778653.3318 | 17183.7709 | 19983.4526 | 37167.2235 | 1 | 18692.6694 | 18.88 | 3920.1909 | 0.6 | 0.4 | 0.2 | 0.1 | 0 | 17.1838 | 8 | 4.19 | 1000 | 1.8 | 2.34 | 0.03096 | 0.043 | 0.03096 | 0.043 | 0.03096 | 0.043 | 5 | 5 | 5 | 1 | 1 | 9 | 1 | 10 | 2 | 1 | 10 | 1 | 12 | 17183.7709 | 17.1838 | 122463.8532 | 3006.2726 | 19983.4526 | 19.9835 | 131302.893 | 3748.4073 | 37167.2235 | 37.1672 | 176119.6957 | 9351.2573 | 0 | 0.06218 | 0.0028099 | 0.0678 | 1180.8 | 0.052895 | 0.1548 | 20 | 10 | 14 | 6 | 1 | 4 | 1661.53 | 1008.62 | 652.91 | 3960 | 668.48 | 40.4167 | 13.91 | 35 | 222 | 0.2 | 0 | 3.6 | 3.1416 | 0.7 | 4.19 | 1000 | 1.8 | 2.34 | 13 | 8.72 | 3200 | 0.84 | 1.29
52 | 4.19 | 4.19 | 4.19 | 1000 | 1000 | 1000 | 1.8 | 1.8 | 1.8 | 2.34 | 2.34 | 2.34 | 360000 | 0.8599 | 12 | 7 | 95 | 90 | 31.5 | 36.5 | 4036.4 | -7625.6 | 4037.3 | 200 | -0.015 | 0.0038 | 0.02 | 48 | 2 | 3 | 3 | 5 | 14400 | 7 | 418653.3318 | 778653.3318 | 17183.7709 | 19983.4526 | 37167.2235 | 1 | 18692.6694 | 18.88 | 3920.1909 | 0.6 | 0.4 | 0.2 | 0.1 | 0 | 17.1838 | 8 | 4.19 | 1000 | 1.8 | 2.34 | 0.03096 | 0.043 | 0.03096 | 0.043 | 0.03096 | 0.043 | 5 | 5 | 5 | 1 | 1 | 9 | 1 | 10 | 2 | 1 | 10 | 1 | 12 | 17183.7709 | 17.1838 | 122463.8532 | 3006.2726 | 19983.4526 | 19.9835 | 131302.893 | 3748.4073 | 37167.2235 | 37.1672 | 176119.6957 | 9351.2573 | 0 | 0.06218 | 0.0028099 | 0.0678 | 1180.8 | 0.052895 | 0.1548 | 20 | 10 | 14 | 6 | 1 | 4 | 1661.53 | 1008.62 | 652.91 | 3960 | 668.48 | 40.4167 | 13.91 | 35 | 222 | 0.2 | 0 | 3.6 | 3.1416 | 0.7 | 4.19 | 1000 | 1.8 | 2.34 | 13 | 8.72 | 3200 | 0.84 | 1.29
53 | 4.19 | 4.19 | 4.19 | 1000 | 1000 | 1000 | 1.8 | 1.8 | 1.8 | 2.34 | 2.34 | 2.34 | 360000 | 0.8599 | 12 | 7 | 95 | 90 | 31.5 | 36.5 | 4036.4 | -7625.6 | 4037.3 | 200 | -0.015 | 0.0038 | 0.02 | 48 | 2 | 3 | 3 | 5 | 14400 | 7 | 418653.3318 | 778653.3318 | 17183.7709 | 19983.4526 | 37167.2235 | 1 | 18692.6694 | 18.88 | 3920.1909 | 0.6 | 0.4 | 0.2 | 0.1 | 0 | 17.1838 | 8 | 4.19 | 1000 | 1.8 | 2.34 | 0.03096 | 0.043 | 0.03096 | 0.043 | 0.03096 | 0.043 | 5 | 5 | 5 | 1 | 1 | 9 | 1 | 10 | 2 | 1 | 10 | 1 | 12 | 17183.7709 | 17.1838 | 122463.8532 | 3006.2726 | 19983.4526 | 19.9835 | 131302.893 | 3748.4073 | 37167.2235 | 37.1672 | 176119.6957 | 9351.2573 | 0 | 0.06218 | 0.0028099 | 0.0678 | 1180.8 | 0.052895 | 0.1548 | 20 | 10 | 14 | 6 | 1 | 4 | 1661.53 | 1008.62 | 652.91 | 3960 | 668.48 | 40.4167 | 13.91 | 35 | 222 | 0.2 | 0 | 3.6 | 3.1416 | 0.7 | 4.19 | 1000 | 1.8 | 2.34 | 13 | 8.72 | 3200 | 0.84 | 1.29
54 | 4.19 | 4.19 | 4.19 | 1000 | 1000 | 1000 | 1.8 | 1.8 | 1.8 | 2.34 | 2.34 | 2.34 | 360000 | 0.8599 | 12 | 7 | 95 | 90 | 31.5 | 36.5 | 4036.4 | -7625.6 | 4037.3 | 200 | -0.015 | 0.0038 | 0.02 | 48 | 2 | 3 | 3 | 5 | 14400 | 7 | 418653.3318 | 778653.3318 | 17183.7709 | 19983.4526 | 37167.2235 | 1 | 18692.6694 | 18.88 | 3920.1909 | 0.6 | 0.4 | 0.2 | 0.1 | 0 | 17.1838 | 8 | 4.19 | 1000 | 1.8 | 2.34 | 0.03096 | 0.043 | 0.03096 | 0.043 | 0.03096 | 0.043 | 5 | 5 | 5 | 1 | 1 | 9 | 1 | 10 | 2 | 1 | 10 | 1 | 12 | 17183.7709 | 17.1838 | 122463.8532 | 3006.2726 | 19983.4526 | 19.9835 | 131302.893 | 3748.4073 | 37167.2235 | 37.1672 | 176119.6957 | 9351.2573 | 0 | 0.06218 | 0.0028099 | 0.0678 | 1180.8 | 0.052895 | 0.1548 | 20 | 10 | 14 | 6 | 1 | 4 | 1661.53 | 1008.62 | 652.91 | 3960 | 668.48 | 40.4167 | 13.91 | 35 | 222 | 0.2 | 0 | 3.6 | 3.1416 | 0.7 | 4.19 | 1000 | 1.8 | 2.34 | 13 | 8.72 | 3200 | 0.84 | 1.29
55 | 4.19 | 4.19 | 4.19 | 1000 | 1000 | 1000 | 1.8 | 1.8 | 1.8 | 2.34 | 2.34 | 2.34 | 360000 | 0.8599 | 12 | 7 | 95 | 90 | 31.5 | 36.5 | 4036.4 | -7625.6 | 4037.3 | 200 | -0.015 | 0.0038 | 0.02 | 48 | 2 | 3 | 3 | 5 | 14400 | 7 | 418653.3318 | 778653.3318 | 17183.7709 | 19983.4526 | 37167.2235 | 1 | 18692.6694 | 18.88 | 3920.1909 | 0.6 | 0.4 | 0.2 | 0.1 | 0 | 17.1838 | 8 | 4.19 | 1000 | 1.8 | 2.34 | 0.03096 | 0.043 | 0.03096 | 0.043 | 0.03096 | 0.043 | 5 | 5 | 5 | 1 | 1 | 9 | 1 | 10 | 2 | 1 | 10 | 1 | 12 | 17183.7709 | 17.1838 | 122463.8532 | 3006.2726 | 19983.4526 | 19.9835 | 131302.893 | 3748.4073 | 37167.2235 | 37.1672 | 176119.6957 | 9351.2573 | 0 | 0.06218 | 0.0028099 | 0.0678 | 1180.8 | 0.052895 | 0.1548 | 20 | 10 | 14 | 6 | 1 | 4 | 1661.53 | 1008.62 | 652.91 | 3960 | 668.48 | 40.4167 | 13.91 | 35 | 222 | 0.2 | 0 | 3.6 | 3.1416 | 0.7 | 4.19 | 1000 | 1.8 | 2.34 | 13 | 8.72 | 3200 | 0.84 | 1.29
56 | 4.19 | 4.19 | 4.19 | 1000 | 1000 | 1000 | 1.8 | 1.8 | 1.8 | 2.34 | 2.34 | 2.34 | 360000 | 0.8599 | 12 | 7 | 95 | 90 | 31.5 | 36.5 | 4036.4 | -7625.6 | 4037.3 | 200 | -0.015 | 0.0038 | 0.02 | 48 | 2 | 3 | 3 | 5 | 14400 | 7 | 418653.3318 | 778653.3318 | 17183.7709 | 19983.4526 | 37167.2235 | 1 | 18692.6694 | 18.88 | 3920.1909 | 0.6 | 0.4 | 0.2 | 0.1 | 0 | 17.1838 | 8 | 4.19 | 1000 | 1.8 | 2.34 | 0.03096 | 0.043 | 0.03096 | 0.043 | 0.03096 | 0.043 | 5 | 5 | 5 | 1 | 1 | 9 | 1 | 10 | 2 | 1 | 10 | 1 | 12 | 17183.7709 | 17.1838 | 122463.8532 | 3006.2726 | 19983.4526 | 19.9835 | 131302.893 | 3748.4073 | 37167.2235 | 37.1672 | 176119.6957 | 9351.2573 | 0 | 0.06218 | 0.0028099 | 0.0678 | 1180.8 | 0.052895 | 0.1548 | 20 | 10 | 14 | 6 | 1 | 4 | 1661.53 | 1008.62 | 652.91 | 3960 | 668.48 | 40.4167 | 13.91 | 35 | 222 | 0.2 | 0 | 3.6 | 3.1416 | 0.7 | 4.19 | 1000 | 1.8 | 2.34 | 13 | 8.72 | 3200 | 0.84 | 1.29
57 | 4.19 | 4.19 | 4.19 | 1000 | 1000 | 1000 | 1.8 | 1.8 | 1.8 | 2.34 | 2.34 | 2.34 | 360000 | 0.8599 | 12 | 7 | 95 | 90 | 31.5 | 36.5 | 4036.4 | -7625.6 | 4037.3 | 200 | -0.015 | 0.0038 | 0.02 | 48 | 2 | 3 | 3 | 5 | 14400 | 7 | 418653.3318 | 778653.3318 | 17183.7709 | 19983.4526 | 37167.2235 | 1 | 18692.6694 | 18.88 | 3920.1909 | 0.6 | 0.4 | 0.2 | 0.1 | 0 | 17.1838 | 8 | 4.19 | 1000 | 1.8 | 2.34 | 0.03096 | 0.043 | 0.03096 | 0.043 | 0.03096 | 0.043 | 5 | 5 | 5 | 1 | 1 | 9 | 1 | 10 | 2 | 1 | 10 | 1 | 12 | 17183.7709 | 17.1838 | 122463.8532 | 3006.2726 | 19983.4526 | 19.9835 | 131302.893 | 3748.4073 | 37167.2235 | 37.1672 | 176119.6957 | 9351.2573 | 0 | 0.06218 | 0.0028099 | 0.0678 | 1180.8 | 0.052895 | 0.1548 | 20 | 10 | 14 | 6 | 1 | 4 | 1661.53 | 1008.62 | 652.91 | 3960 | 668.48 | 40.4167 | 13.91 | 35 | 222 | 0.2 | 0 | 3.6 | 3.1416 | 0.7 | 4.19 | 1000 | 1.8 | 2.34 | 13 | 8.72 | 3200 | 0.84 | 1.29
58 | 4.19 | 4.19 | 4.19 | 1000 | 1000 | 1000 | 1.8 | 1.8 | 1.8 | 2.34 | 2.34 | 2.34 | 360000 | 0.8599 | 12 | 7 | 95 | 90 | 31.5 | 36.5 | 4036.4 | -7625.6 | 4037.3 | 200 | -0.015 | 0.0038 | 0.02 | 48 | 2 | 3 | 3 | 5 | 14400 | 7 | 418653.3318 | 778653.3318 | 17183.7709 | 19983.4526 | 37167.2235 | 1 | 18692.6694 | 18.88 | 3920.1909 | 0.6 | 0.4 | 0.2 | 0.1 | 0 | 17.1838 | 8 | 4.19 | 1000 | 1.8 | 2.34 | 0.03096 | 0.043 | 0.03096 | 0.043 | 0.03096 | 0.043 | 5 | 5 | 5 | 1 | 1 | 9 | 1 | 10 | 2 | 1 | 10 | 1 | 12 | 17183.7709 | 17.1838 | 122463.8532 | 3006.2726 | 19983.4526 | 19.9835 | 131302.893 | 3748.4073 | 37167.2235 | 37.1672 | 176119.6957 | 9351.2573 | 0 | 0.06218 | 0.0028099 | 0.0678 | 1180.8 | 0.052895 | 0.1548 | 20 | 10 | 14 | 6 | 1 | 4 | 1661.53 | 1008.62 | 652.91 | 3960 | 668.48 | 40.4167 | 13.91 | 35 | 222 | 0.2 | 0 | 3.6 | 3.1416 | 0.7 | 4.19 | 1000 | 1.8 | 2.34 | 13 | 8.72 | 3200 | 0.84 | 1.29
59 | 4.19 | 4.19 | 4.19 | 1000 | 1000 | 1000 | 1.8 | 1.8 | 1.8 | 2.34 | 2.34 | 2.34 | 360000 | 0.8599 | 12 | 7 | 95 | 90 | 31.5 | 36.5 | 4036.4 | -7625.6 | 4037.3 | 200 | -0.015 | 0.0038 | 0.02 | 48 | 2 | 3 | 3 | 5 | 14400 | 7 | 418653.3318 | 778653.3318 | 17183.7709 | 19983.4526 | 37167.2235 | 1 | 18692.6694 | 18.88 | 3920.1909 | 0.6 | 0.4 | 0.2 | 0.1 | 0 | 17.1838 | 8 | 4.19 | 1000 | 1.8 | 2.34 | 0.03096 | 0.043 | 0.03096 | 0.043 | 0.03096 | 0.043 | 5 | 5 | 5 | 1 | 1 | 9 | 1 | 10 | 2 | 1 | 10 | 1 | 12 | 17183.7709 | 17.1838 | 122463.8532 | 3006.2726 | 19983.4526 | 19.9835 | 131302.893 | 3748.4073 | 37167.2235 | 37.1672 | 176119.6957 | 9351.2573 | 0 | 0.06218 | 0.0028099 | 0.0678 | 1180.8 | 0.052895 | 0.1548 | 20 | 10 | 14 | 6 | 1 | 4 | 1661.53 | 1008.62 | 652.91 | 3960 | 668.48 | 40.4167 | 13.91 | 35 | 222 | 0.2 | 0 | 3.6 | 3.1416 | 0.7 | 4.19 | 1000 | 1.8 | 2.34 | 13 | 8.72 | 3200 | 0.84 | 1.29
60 | 4.19 | 4.19 | 4.19 | 1000 | 1000 | 1000 | 1.8 | 1.8 | 1.8 | 2.34 | 2.34 | 2.34 | 360000 | 0.8599 | 12 | 7 | 95 | 90 | 31.5 | 36.5 | 4036.4 | -7625.6 | 4037.3 | 200 | -0.015 | 0.0038 | 0.02 | 48 | 2 | 3 | 3 | 5 | 14400 | 7 | 418653.3318 | 778653.3318 | 17183.7709 | 19983.4526 | 37167.2235 | 1 | 18692.6694 | 18.88 | 3920.1909 | 0.6 | 0.4 | 0.2 | 0.1 | 0 | 17.1838 | 8 | 4.19 | 1000 | 1.8 | 2.34 | 0.03096 | 0.043 | 0.03096 | 0.043 | 0.03096 | 0.043 | 5 | 5 | 5 | 1 | 1 | 9 | 1 | 10 | 2 | 1 | 10 | 1 | 12 | 17183.7709 | 17.1838 | 122463.8532 | 3006.2726 | 19983.4526 | 19.9835 | 131302.893 | 3748.4073 | 37167.2235 | 37.1672 | 176119.6957 | 9351.2573 | 0 | 0.06218 | 0.0028099 | 0.0678 | 1180.8 | 0.052895 | 0.1548 | 20 | 10 | 14 | 6 | 1 | 4 | 1661.53 | 1008.62 | 652.91 | 3960 | 668.48 | 40.4167 | 13.91 | 35 | 222 | 0.2 | 0 | 3.6 | 3.1416 | 0.7 | 4.19 | 1000 | 1.8 | 2.34 | 13 | 8.72 | 3200 | 0.84 | 1.29
61 | 4.19 | 4.19 | 4.19 | 1000 | 1000 | 1000 | 1.8 | 1.8 | 1.8 | 2.34 | 2.34 | 2.34 | 360000 | 0.8599 | 12 | 7 | 95 | 90 | 31.5 | 36.5 | 4036.4 | -7625.6 | 4037.3 | 200 | -0.015 | 0.0038 | 0.02 | 48 | 2 | 3 | 3 | 5 | 14400 | 7 | 418653.3318 | 778653.3318 | 17183.7709 | 19983.4526 | 37167.2235 | 1 | 18692.6694 | 18.88 | 3920.1909 | 0.6 | 0.4 | 0.2 | 0.1 | 0 | 17.1838 | 8 | 4.19 | 1000 | 1.8 | 2.34 | 0.03096 | 0.043 | 0.03096 | 0.043 | 0.03096 | 0.043 | 5 | 5 | 5 | 1 | 1 | 9 | 1 | 10 | 2 | 1 | 10 | 1 | 12 | 17183.7709 | 17.1838 | 122463.8532 | 3006.2726 | 19983.4526 | 19.9835 | 131302.893 | 3748.4073 | 37167.2235 | 37.1672 | 176119.6957 | 9351.2573 | 0 | 0.06218 | 0.0028099 | 0.0678 | 1180.8 | 0.052895 | 0.1548 | 20 | 10 | 14 | 6 | 1 | 4 | 1661.53 | 1008.62 | 652.91 | 3960 | 668.48 | 40.4167 | 13.91 | 35 | 222 | 0.2 | 0 | 3.6 | 3.1416 | 0.7 | 4.19 | 1000 | 1.8 | 2.34 | 13 | 8.72 | 3200 | 0.84 | 1.29
62 | 4.19 | 4.19 | 4.19 | 1000 | 1000 | 1000 | 1.8 | 1.8 | 1.8 | 2.34 | 2.34 | 2.34 | 360000 | 0.8599 | 12 | 7 | 95 | 90 | 31.5 | 36.5 | 4036.4 | -7625.6 | 4037.3 | 200 | -0.015 | 0.0038 | 0.02 | 48 | 2 | 3 | 3 | 5 | 14400 | 7 | 418653.3318 | 778653.3318 | 17183.7709 | 19983.4526 | 37167.2235 | 1 | 18692.6694 | 18.88 | 3920.1909 | 0.6 | 0.4 | 0.2 | 0.1 | 0 | 17.1838 | 8 | 4.19 | 1000 | 1.8 | 2.34 | 0.03096 | 0.043 | 0.03096 | 0.043 | 0.03096 | 0.043 | 5 | 5 | 5 | 1 | 1 | 9 | 1 | 10 | 2 | 1 | 10 | 1 | 12 | 17183.7709 | 17.1838 | 122463.8532 | 3006.2726 | 19983.4526 | 19.9835 | 131302.893 | 3748.4073 | 37167.2235 | 37.1672 | 176119.6957 | 9351.2573 | 0 | 0.06218 | 0.0028099 | 0.0678 | 1180.8 | 0.052895 | 0.1548 | 20 | 10 | 14 | 6 | 1 | 4 | 1661.53 | 1008.62 | 652.91 | 3960 | 668.48 | 40.4167 | 13.91 | 35 | 222 | 0.2 | 0 | 3.6 | 3.1416 | 0.7 | 4.19 | 1000 | 1.8 | 2.34 | 13 | 8.72 | 3200 | 0.84 | 1.29
63 | 4.19 | 4.19 | 4.19 | 1000 | 1000 | 1000 | 1.8 | 1.8 | 1.8 | 2.34 | 2.34 | 2.34 | 360000 | 0.8599 | 12 | 7 | 95 | 90 | 31.5 | 36.5 | 4036.4 | -7625.6 | 4037.3 | 200 | -0.015 | 0.0038 | 0.02 | 48 | 2 | 3 | 3 | 5 | 14400 | 7 | 418653.3318 | 778653.3318 | 17183.7709 | 19983.4526 | 37167.2235 | 1 | 18692.6694 | 18.88 | 3920.1909 | 0.6 | 0.4 | 0.2 | 0.1 | 0 | 17.1838 | 8 | 4.19 | 1000 | 1.8 | 2.34 | 0.03096 | 0.043 | 0.03096 | 0.043 | 0.03096 | 0.043 | 5 | 5 | 5 | 1 | 1 | 9 | 1 | 10 | 2 | 1 | 10 | 1 | 12 | 17183.7709 | 17.1838 | 122463.8532 | 3006.2726 | 19983.4526 | 19.9835 | 131302.893 | 3748.4073 | 37167.2235 | 37.1672 | 176119.6957 | 9351.2573 | 0 | 0.06218 | 0.0028099 | 0.0678 | 1180.8 | 0.052895 | 0.1548 | 20 | 10 | 14 | 6 | 1 | 4 | 1661.53 | 1008.62 | 652.91 | 3960 | 668.48 | 40.4167 | 13.91 | 35 | 222 | 0.2 | 0 | 3.6 | 3.1416 | 0.7 | 4.19 | 1000 | 1.8 | 2.34 | 13 | 8.72 | 3200 | 0.84 | 1.29
64 | 4.19 | 4.19 | 4.19 | 1000 | 1000 | 1000 | 1.8 | 1.8 | 1.8 | 2.34 | 2.34 | 2.34 | 360000 | 0.8599 | 12 | 7 | 95 | 90 | 31.5 | 36.5 | 4036.4 | -7625.6 | 4037.3 | 200 | -0.015 | 0.0038 | 0.02 | 48 | 2 | 3 | 3 | 5 | 14400 | 7 | 418653.3318 | 778653.3318 | 17183.7709 | 19983.4526 | 37167.2235 | 1 | 18692.6694 | 18.88 | 3920.1909 | 0.6 | 0.4 | 0.2 | 0.1 | 0 | 17.1838 | 8 | 4.19 | 1000 | 1.8 | 2.34 | 0.03096 | 0.043 | 0.03096 | 0.043 | 0.03096 | 0.043 | 5 | 5 | 5 | 1 | 1 | 9 | 1 | 10 | 2 | 1 | 10 | 1 | 12 | 17183.7709 | 17.1838 | 122463.8532 | 3006.2726 | 19983.4526 | 19.9835 | 131302.893 | 3748.4073 | 37167.2235 | 37.1672 | 176119.6957 | 9351.2573 | 0 | 0.06218 | 0.0028099 | 0.0678 | 1180.8 | 0.052895 | 0.1548 | 20 | 10 | 14 | 6 | 1 | 4 | 1661.53 | 1008.62 | 652.91 | 3960 | 668.48 | 40.4167 | 13.91 | 35 | 222 | 0.2 | 0 | 3.6 | 3.1416 | 0.7 | 4.19 | 1000 | 1.8 | 2.34 | 13 | 8.72 | 3200 | 0.84 | 1.29
65 | 4.19 | 4.19 | 4.19 | 1000 | 1000 | 1000 | 1.8 | 1.8 | 1.8 | 2.34 | 2.34 | 2.34 | 360000 | 0.8599 | 12 | 7 | 95 | 90 | 31.5 | 36.5 | 4036.4 | -7625.6 | 4037.3 | 200 | -0.015 | 0.0038 | 0.02 | 48 | 2 | 3 | 3 | 5 | 14400 | 7 | 418653.3318 | 778653.3318 | 17183.7709 | 19983.4526 | 37167.2235 | 1 | 18692.6694 | 18.88 | 3920.1909 | 0.6 | 0.4 | 0.2 | 0.1 | 0 | 17.1838 | 8 | 4.19 | 1000 | 1.8 | 2.34 | 0.03096 | 0.043 | 0.03096 | 0.043 | 0.03096 | 0.043 | 5 | 5 | 5 | 1 | 1 | 9 | 1 | 10 | 2 | 1 | 10 | 1 | 12 | 17183.7709 | 17.1838 | 122463.8532 | 3006.2726 | 19983.4526 | 19.9835 | 131302.893 | 3748.4073 | 37167.2235 | 37.1672 | 176119.6957 | 9351.2573 | 0 | 0.06218 | 0.0028099 | 0.0678 | 1180.8 | 0.052895 | 0.1548 | 20 | 10 | 14 | 6 | 1 | 4 | 1661.53 | 1008.62 | 652.91 | 3960 | 668.48 | 40.4167 | 13.91 | 35 | 222 | 0.2 | 0 | 3.6 | 3.1416 | 0.7 | 4.19 | 1000 | 1.8 | 2.34 | 13 | 8.72 | 3200 | 0.84 | 1.29
66 | 4.19 | 4.19 | 4.19 | 1000 | 1000 | 1000 | 1.8 | 1.8 | 1.8 | 2.34 | 2.34 | 2.34 | 360000 | 0.8599 | 12 | 7 | 95 | 90 | 31.5 | 36.5 | 4036.4 | -7625.6 | 4037.3 | 200 | -0.015 | 0.0038 | 0.02 | 48 | 2 | 3 | 3 | 5 | 14400 | 7 | 418653.3318 | 778653.3318 | 17183.7709 | 19983.4526 | 37167.2235 | 1 | 18692.6694 | 18.88 | 3920.1909 | 0.6 | 0.4 | 0.2 | 0.1 | 0 | 17.1838 | 8 | 4.19 | 1000 | 1.8 | 2.34 | 0.03096 | 0.043 | 0.03096 | 0.043 | 0.03096 | 0.043 | 5 | 5 | 5 | 1 | 1 | 9 | 1 | 10 | 2 | 1 | 10 | 1 | 12 | 17183.7709 | 17.1838 | 122463.8532 | 3006.2726 | 19983.4526 | 19.9835 | 131302.893 | 3748.4073 | 37167.2235 | 37.1672 | 176119.6957 | 9351.2573 | 0 | 0.06218 | 0.0028099 | 0.0678 | 1180.8 | 0.052895 | 0.1548 | 20 | 10 | 14 | 6 | 1 | 4 | 1661.53 | 1008.62 | 652.91 | 3960 | 668.48 | 40.4167 | 13.91 | 35 | 222 | 0.2 | 0 | 3.6 | 3.1416 | 0.7 | 4.19 | 1000 | 1.8 | 2.34 | 13 | 8.72 | 3200 | 0.84 | 1.29
67 | 4.19 | 4.19 | 4.19 | 1000 | 1000 | 1000 | 1.8 | 1.8 | 1.8 | 2.34 | 2.34 | 2.34 | 360000 | 0.8599 | 12 | 7 | 95 | 90 | 31.5 | 36.5 | 4036.4 | -7625.6 | 4037.3 | 200 | -0.015 | 0.0038 | 0.02 | 48 | 2 | 3 | 3 | 5 | 14400 | 7 | 418653.3318 | 778653.3318 | 17183.7709 | 19983.4526 | 37167.2235 | 1 | 18692.6694 | 18.88 | 3920.1909 | 0.6 | 0.4 | 0.2 | 0.1 | 0 | 17.1838 | 8 | 4.19 | 1000 | 1.8 | 2.34 | 0.03096 | 0.043 | 0.03096 | 0.043 | 0.03096 | 0.043 | 5 | 5 | 5 | 1 | 1 | 9 | 1 | 10 | 2 | 1 | 10 | 1 | 12 | 17183.7709 | 17.1838 | 122463.8532 | 3006.2726 | 19983.4526 | 19.9835 | 131302.893 | 3748.4073 | 37167.2235 | 37.1672 | 176119.6957 | 9351.2573 | 0 | 0.06218 | 0.0028099 | 0.0678 | 1180.8 | 0.052895 | 0.1548 | 20 | 10 | 14 | 6 | 1 | 4 | 1661.53 | 1008.62 | 652.91 | 3960 | 668.48 | 40.4167 | 13.91 | 35 | 222 | 0.2 | 0 | 3.6 | 3.1416 | 0.7 | 4.19 | 1000 | 1.8 | 2.34 | 13 | 8.72 | 3200 | 0.84 | 1.29
68 | 4.19 | 4.19 | 4.19 | 1000 | 1000 | 1000 | 1.8 | 1.8 | 1.8 | 2.34 | 2.34 | 2.34 | 360000 | 0.8599 | 12 | 7 | 95 | 90 | 31.5 | 36.5 | 4036.4 | -7625.6 | 4037.3 | 200 | -0.015 | 0.0038 | 0.02 | 48 | 2 | 3 | 3 | 5 | 14400 | 7 | 418653.3318 | 778653.3318 | 17183.7709 | 19983.4526 | 37167.2235 | 1 | 18692.6694 | 18.88 | 3920.1909 | 0.6 | 0.4 | 0.2 | 0.1 | 0 | 17.1838 | 8 | 4.19 | 1000 | 1.8 | 2.34 | 0.03096 | 0.043 | 0.03096 | 0.043 | 0.03096 | 0.043 | 5 | 5 | 5 | 1 | 1 | 9 | 1 | 10 | 2 | 1 | 10 | 1 | 12 | 17183.7709 | 17.1838 | 122463.8532 | 3006.2726 | 19983.4526 | 19.9835 | 131302.893 | 3748.4073 | 37167.2235 | 37.1672 | 176119.6957 | 9351.2573 | 0 | 0.06218 | 0.0028099 | 0.0678 | 1180.8 | 0.052895 | 0.1548 | 20 | 10 | 14 | 6 | 1 | 4 | 1661.53 | 1008.62 | 652.91 | 3960 | 668.48 | 40.4167 | 13.91 | 35 | 222 | 0.2 | 0 | 3.6 | 3.1416 | 0.7 | 4.19 | 1000 | 1.8 | 2.34 | 13 | 8.72 | 3200 | 0.84 | 1.29
69 | 4.19 | 4.19 | 4.19 | 1000 | 1000 | 1000 | 1.8 | 1.8 | 1.8 | 2.34 | 2.34 | 2.34 | 360000 | 0.8599 | 12 | 7 | 95 | 90 | 31.5 | 36.5 | 4036.4 | -7625.6 | 4037.3 | 200 | -0.015 | 0.0038 | 0.02 | 48 | 2 | 3 | 3 | 5 | 14400 | 7 | 418653.3318 | 778653.3318 | 17183.7709 | 19983.4526 | 37167.2235 | 1 | 18692.6694 | 18.88 | 3920.1909 | 0.6 | 0.4 | 0.2 | 0.1 | 0 | 17.1838 | 8 | 4.19 | 1000 | 1.8 | 2.34 | 0.03096 | 0.043 | 0.03096 | 0.043 | 0.03096 | 0.043 | 5 | 5 | 5 | 1 | 1 | 9 | 1 | 10 | 2 | 1 | 10 | 1 | 12 | 17183.7709 | 17.1838 | 122463.8532 | 3006.2726 | 19983.4526 | 19.9835 | 131302.893 | 3748.4073 | 37167.2235 | 37.1672 | 176119.6957 | 9351.2573 | 0 | 0.06218 | 0.0028099 | 0.0678 | 1180.8 | 0.052895 | 0.1548 | 20 | 10 | 14 | 6 | 1 | 4 | 1661.53 | 1008.62 | 652.91 | 3960 | 668.48 | 40.4167 | 13.91 | 35 | 222 | 0.2 | 0 | 3.6 | 3.1416 | 0.7 | 4.19 | 1000 | 1.8 | 2.34 | 13 | 8.72 | 3200 | 0.84 | 1.29
70 | 4.19 | 4.19 | 4.19 | 1000 | 1000 | 1000 | 1.8 | 1.8 | 1.8 | 2.34 | 2.34 | 2.34 | 360000 | 0.8599 | 12 | 7 | 95 | 90 | 31.5 | 36.5 | 4036.4 | -7625.6 | 4037.3 | 200 | -0.015 | 0.0038 | 0.02 | 48 | 2 | 3 | 3 | 5 | 14400 | 7 | 418653.3318 | 778653.3318 | 17183.7709 | 19983.4526 | 37167.2235 | 1 | 18692.6694 | 18.88 | 3920.1909 | 0.6 | 0.4 | 0.2 | 0.1 | 0 | 17.1838 | 8 | 4.19 | 1000 | 1.8 | 2.34 | 0.03096 | 0.043 | 0.03096 | 0.043 | 0.03096 | 0.043 | 5 | 5 | 5 | 1 | 1 | 9 | 1 | 10 | 2 | 1 | 10 | 1 | 12 | 17183.7709 | 17.1838 | 122463.8532 | 3006.2726 | 19983.4526 | 19.9835 | 131302.893 | 3748.4073 | 37167.2235 | 37.1672 | 176119.6957 | 9351.2573 | 0 | 0.06218 | 0.0028099 | 0.0678 | 1180.8 | 0.052895 | 0.1548 | 20 | 10 | 14 | 6 | 1 | 4 | 1661.53 | 1008.62 | 652.91 | 3960 | 668.48 | 40.4167 | 13.91 | 35 | 222 | 0.2 | 0 | 3.6 | 3.1416 | 0.7 | 4.19 | 1000 | 1.8 | 2.34 | 13 | 8.72 | 3200 | 0.84 | 1.29
71 | 4.19 | 4.19 | 4.19 | 1000 | 1000 | 1000 | 1.8 | 1.8 | 1.8 | 2.34 | 2.34 | 2.34 | 360000 | 0.8599 | 12 | 7 | 95 | 90 | 31.5 | 36.5 | 4036.4 | -7625.6 | 4037.3 | 200 | -0.015 | 0.0038 | 0.02 | 48 | 2 | 3 | 3 | 5 | 14400 | 7 | 418653.3318 | 778653.3318 | 17183.7709 | 19983.4526 | 37167.2235 | 1 | 18692.6694 | 18.88 | 3920.1909 | 0.6 | 0.4 | 0.2 | 0.1 | 0 | 17.1838 | 8 | 4.19 | 1000 | 1.8 | 2.34 | 0.03096 | 0.043 | 0.03096 | 0.043 | 0.03096 | 0.043 | 5 | 5 | 5 | 1 | 1 | 9 | 1 | 10 | 2 | 1 | 10 | 1 | 12 | 17183.7709 | 17.1838 | 122463.8532 | 3006.2726 | 19983.4526 | 19.9835 | 131302.893 | 3748.4073 | 37167.2235 | 37.1672 | 176119.6957 | 9351.2573 | 0 | 0.06218 | 0.0028099 | 0.0678 | 1180.8 | 0.052895 | 0.1548 | 20 | 10 | 14 | 6 | 1 | 4 | 1661.53 | 1008.62 | 652.91 | 3960 | 668.48 | 40.4167 | 13.91 | 35 | 222 | 0.2 | 0 | 3.6 | 3.1416 | 0.7 | 4.19 | 1000 | 1.8 | 2.34 | 13 | 8.72 | 3200 | 0.84 | 1.29
72 | 4.19 | 4.19 | 4.19 | 1000 | 1000 | 1000 | 1.8 | 1.8 | 1.8 | 2.34 | 2.34 | 2.34 | 360000 | 0.8599 | 12 | 7 | 95 | 90 | 31.5 | 36.5 | 4036.4 | -7625.6 | 4037.3 | 200 | -0.015 | 0.0038 | 0.02 | 48 | 2 | 3 | 3 | 5 | 14400 | 7 | 418653.3318 | 778653.3318 | 17183.7709 | 19983.4526 | 37167.2235 | 1 | 18692.6694 | 18.88 | 3920.1909 | 0.6 | 0.4 | 0.2 | 0.1 | 0 | 17.1838 | 8 | 4.19 | 1000 | 1.8 | 2.34 | 0.03096 | 0.043 | 0.03096 | 0.043 | 0.03096 | 0.043 | 5 | 5 | 5 | 1 | 1 | 9 | 1 | 10 | 2 | 1 | 10 | 1 | 12 | 17183.7709 | 17.1838 | 122463.8532 | 3006.2726 | 19983.4526 | 19.9835 | 131302.893 | 3748.4073 | 37167.2235 | 37.1672 | 176119.6957 | 9351.2573 | 0 | 0.06218 | 0.0028099 | 0.0678 | 1180.8 | 0.052895 | 0.1548 | 20 | 10 | 14 | 6 | 1 | 4 | 1661.53 | 1008.62 | 652.91 | 3960 | 668.48 | 40.4167 | 13.91 | 35 | 222 | 0.2 | 0 | 3.6 | 3.1416 | 0.7 | 4.19 | 1000 | 1.8 | 2.34 | 13 | 8.72 | 3200 | 0.84 | 1.29
73 | 4.19 | 4.19 | 4.19 | 1000 | 1000 | 1000 | 1.8 | 1.8 | 1.8 | 2.34 | 2.34 | 2.34 | 360000 | 0.8599 | 12 | 7 | 95 | 90 | 31.5 | 36.5 | 4036.4 | -7625.6 | 4037.3 | 200 | -0.015 | 0.0038 | 0.02 | 48 | 2 | 3 | 3 | 5 | 14400 | 7 | 418653.3318 | 778653.3318 | 17183.7709 | 19983.4526 | 37167.2235 | 1 | 18692.6694 | 18.88 | 3920.1909 | 0.6 | 0.4 | 0.2 | 0.1 | 0 | 17.1838 | 8 | 4.19 | 1000 | 1.8 | 2.34 | 0.03096 | 0.043 | 0.03096 | 0.043 | 0.03096 | 0.043 | 5 | 5 | 5 | 1 | 1 | 9 | 1 | 10 | 2 | 1 | 10 | 1 | 12 | 17183.7709 | 17.1838 | 122463.8532 | 3006.2726 | 19983.4526 | 19.9835 | 131302.893 | 3748.4073 | 37167.2235 | 37.1672 | 176119.6957 | 9351.2573 | 0 | 0.06218 | 0.0028099 | 0.0678 | 1180.8 | 0.052895 | 0.1548 | 20 | 10 | 14 | 6 | 1 | 4 | 1661.53 | 1008.62 | 652.91 | 3960 | 668.48 | 40.4167 | 13.91 | 35 | 222 | 0.2 | 0 | 3.6 | 3.1416 | 0.7 | 4.19 | 1000 | 1.8 | 2.34 | 13 | 8.72 | 3200 | 0.84 | 1.29
74 | 4.19 | 4.19 | 4.19 | 1000 | 1000 | 1000 | 1.8 | 1.8 | 1.8 | 2.34 | 2.34 | 2.34 | 360000 | 0.8599 | 12 | 7 | 95 | 90 | 31.5 | 36.5 | 4036.4 | -7625.6 | 4037.3 | 200 | -0.015 | 0.0038 | 0.02 | 48 | 2 | 3 | 3 | 5 | 14400 | 7 | 418653.3318 | 778653.3318 | 17183.7709 | 19983.4526 | 37167.2235 | 1 | 18692.6694 | 18.88 | 3920.1909 | 0.6 | 0.4 | 0.2 | 0.1 | 0 | 17.1838 | 8 | 4.19 | 1000 | 1.8 | 2.34 | 0.03096 | 0.043 | 0.03096 | 0.043 | 0.03096 | 0.043 | 5 | 5 | 5 | 1 | 1 | 9 | 1 | 10 | 2 | 1 | 10 | 1 | 12 | 17183.7709 | 17.1838 | 122463.8532 | 3006.2726 | 19983.4526 | 19.9835 | 131302.893 | 3748.4073 | 37167.2235 | 37.1672 | 176119.6957 | 9351.2573 | 0 | 0.06218 | 0.0028099 | 0.0678 | 1180.8 | 0.052895 | 0.1548 | 20 | 10 | 14 | 6 | 1 | 4 | 1661.53 | 1008.62 | 652.91 | 3960 | 668.48 | 40.4167 | 13.91 | 35 | 222 | 0.2 | 0 | 3.6 | 3.1416 | 0.7 | 4.19 | 1000 | 1.8 | 2.34 | 13 | 8.72 | 3200 | 0.84 | 1.29
75 | 4.19 | 4.19 | 4.19 | 1000 | 1000 | 1000 | 1.8 | 1.8 | 1.8 | 2.34 | 2.34 | 2.34 | 360000 | 0.8599 | 12 | 7 | 95 | 90 | 31.5 | 36.5 | 4036.4 | -7625.6 | 4037.3 | 200 | -0.015 | 0.0038 | 0.02 | 48 | 2 | 3 | 3 | 5 | 14400 | 7 | 418653.3318 | 778653.3318 | 17183.7709 | 19983.4526 | 37167.2235 | 1 | 18692.6694 | 18.88 | 3920.1909 | 0.6 | 0.4 | 0.2 | 0.1 | 0 | 17.1838 | 8 | 4.19 | 1000 | 1.8 | 2.34 | 0.03096 | 0.043 | 0.03096 | 0.043 | 0.03096 | 0.043 | 5 | 5 | 5 | 1 | 1 | 9 | 1 | 10 | 2 | 1 | 10 | 1 | 12 | 17183.7709 | 17.1838 | 122463.8532 | 3006.2726 | 19983.4526 | 19.9835 | 131302.893 | 3748.4073 | 37167.2235 | 37.1672 | 176119.6957 | 9351.2573 | 0 | 0.06218 | 0.0028099 | 0.0678 | 1180.8 | 0.052895 | 0.1548 | 20 | 10 | 14 | 6 | 1 | 4 | 1661.53 | 1008.62 | 652.91 | 3960 | 668.48 | 40.4167 | 13.91 | 35 | 222 | 0.2 | 0 | 3.6 | 3.1416 | 0.7 | 4.19 | 1000 | 1.8 | 2.34 | 13 | 8.72 | 3200 | 0.84 | 1.29
76 | 4.19 | 4.19 | 4.19 | 1000 | 1000 | 1000 | 1.8 | 1.8 | 1.8 | 2.34 | 2.34 | 2.34 | 360000 | 0.8599 | 12 | 7 | 95 | 90 | 31.5 | 36.5 | 4036.4 | -7625.6 | 4037.3 | 200 | -0.015 | 0.0038 | 0.02 | 48 | 2 | 3 | 3 | 5 | 14400 | 7 | 418653.3318 | 778653.3318 | 17183.7709 | 19983.4526 | 37167.2235 | 1 | 18692.6694 | 18.88 | 3920.1909 | 0.6 | 0.4 | 0.2 | 0.1 | 0 | 17.1838 | 8 | 4.19 | 1000 | 1.8 | 2.34 | 0.03096 | 0.043 | 0.03096 | 0.043 | 0.03096 | 0.043 | 5 | 5 | 5 | 1 | 1 | 9 | 1 | 10 | 2 | 1 | 10 | 1 | 12 | 17183.7709 | 17.1838 | 122463.8532 | 3006.2726 | 19983.4526 | 19.9835 | 131302.893 | 3748.4073 | 37167.2235 | 37.1672 | 176119.6957 | 9351.2573 | 0 | 0.06218 | 0.0028099 | 0.0678 | 1180.8 | 0.052895 | 0.1548 | 20 | 10 | 14 | 6 | 1 | 4 | 1661.53 | 1008.62 | 652.91 | 3960 | 668.48 | 40.4167 | 13.91 | 35 | 222 | 0.2 | 0 | 3.6 | 3.1416 | 0.7 | 4.19 | 1000 | 1.8 | 2.34 | 13 | 8.72 | 3200 | 0.84 | 1.29
77 | 4.19 | 4.19 | 4.19 | 1000 | 1000 | 1000 | 1.8 | 1.8 | 1.8 | 2.34 | 2.34 | 2.34 | 360000 | 0.8599 | 12 | 7 | 95 | 90 | 31.5 | 36.5 | 4036.4 | -7625.6 | 4037.3 | 200 | -0.015 | 0.0038 | 0.02 | 48 | 2 | 3 | 3 | 5 | 14400 | 7 | 418653.3318 | 778653.3318 | 17183.7709 | 19983.4526 | 37167.2235 | 1 | 18692.6694 | 18.88 | 3920.1909 | 0.6 | 0.4 | 0.2 | 0.1 | 0 | 17.1838 | 8 | 4.19 | 1000 | 1.8 | 2.34 | 0.03096 | 0.043 | 0.03096 | 0.043 | 0.03096 | 0.043 | 5 | 5 | 5 | 1 | 1 | 9 | 1 | 10 | 2 | 1 | 10 | 1 | 12 | 17183.7709 | 17.1838 | 122463.8532 | 3006.2726 | 19983.4526 | 19.9835 | 131302.893 | 3748.4073 | 37167.2235 | 37.1672 | 176119.6957 | 9351.2573 | 0 | 0.06218 | 0.0028099 | 0.0678 | 1180.8 | 0.052895 | 0.1548 | 20 | 10 | 14 | 6 | 1 | 4 | 1661.53 | 1008.62 | 652.91 | 3960 | 668.48 | 40.4167 | 13.91 | 35 | 222 | 0.2 | 0 | 3.6 | 3.1416 | 0.7 | 4.19 | 1000 | 1.8 | 2.34 | 13 | 8.72 | 3200 | 0.84 | 1.29
78 | 4.19 | 4.19 | 4.19 | 1000 | 1000 | 1000 | 1.8 | 1.8 | 1.8 | 2.34 | 2.34 | 2.34 | 360000 | 0.8599 | 12 | 7 | 95 | 90 | 31.5 | 36.5 | 4036.4 | -7625.6 | 4037.3 | 200 | -0.015 | 0.0038 | 0.02 | 48 | 2 | 3 | 3 | 5 | 14400 | 7 | 418653.3318 | 778653.3318 | 17183.7709 | 19983.4526 | 37167.2235 | 1 | 18692.6694 | 18.88 | 3920.1909 | 0.6 | 0.4 | 0.2 | 0.1 | 0 | 17.1838 | 8 | 4.19 | 1000 | 1.8 | 2.34 | 0.03096 | 0.043 | 0.03096 | 0.043 | 0.03096 | 0.043 | 5 | 5 | 5 | 1 | 1 | 9 | 1 | 10 | 2 | 1 | 10 | 1 | 12 | 17183.7709 | 17.1838 | 122463.8532 | 3006.2726 | 19983.4526 | 19.9835 | 131302.893 | 3748.4073 | 37167.2235 | 37.1672 | 176119.6957 | 9351.2573 | 0 | 0.06218 | 0.0028099 | 0.0678 | 1180.8 | 0.052895 | 0.1548 | 20 | 10 | 14 | 6 | 1 | 4 | 1661.53 | 1008.62 | 652.91 | 3960 | 668.48 | 40.4167 | 13.91 | 35 | 222 | 0.2 | 0 | 3.6 | 3.1416 | 0.7 | 4.19 | 1000 | 1.8 | 2.34 | 13 | 8.72 | 3200 | 0.84 | 1.29
79 | 4.19 | 4.19 | 4.19 | 1000 | 1000 | 1000 | 1.8 | 1.8 | 1.8 | 2.34 | 2.34 | 2.34 | 360000 | 0.8599 | 12 | 7 | 95 | 90 | 31.5 | 36.5 | 4036.4 | -7625.6 | 4037.3 | 200 | -0.015 | 0.0038 | 0.02 | 48 | 2 | 3 | 3 | 5 | 14400 | 7 | 418653.3318 | 778653.3318 | 17183.7709 | 19983.4526 | 37167.2235 | 1 | 18692.6694 | 18.88 | 3920.1909 | 0.6 | 0.4 | 0.2 | 0.1 | 0 | 17.1838 | 8 | 4.19 | 1000 | 1.8 | 2.34 | 0.03096 | 0.043 | 0.03096 | 0.043 | 0.03096 | 0.043 | 5 | 5 | 5 | 1 | 1 | 9 | 1 | 10 | 2 | 1 | 10 | 1 | 12 | 17183.7709 | 17.1838 | 122463.8532 | 3006.2726 | 19983.4526 | 19.9835 | 131302.893 | 3748.4073 | 37167.2235 | 37.1672 | 176119.6957 | 9351.2573 | 0 | 0.06218 | 0.0028099 | 0.0678 | 1180.8 | 0.052895 | 0.1548 | 20 | 10 | 14 | 6 | 1 | 4 | 1661.53 | 1008.62 | 652.91 | 3960 | 668.48 | 40.4167 | 13.91 | 35 | 222 | 0.2 | 0 | 3.6 | 3.1416 | 0.7 | 4.19 | 1000 | 1.8 | 2.34 | 13 | 8.72 | 3200 | 0.84 | 1.29
80 | 4.19 | 4.19 | 4.19 | 1000 | 1000 | 1000 | 1.8 | 1.8 | 1.8 | 2.34 | 2.34 | 2.34 | 360000 | 0.8599 | 12 | 7 | 95 | 90 | 31.5 | 36.5 | 4036.4 | -7625.6 | 4037.3 | 200 | -0.015 | 0.0038 | 0.02 | 48 | 2 | 3 | 3 | 5 | 14400 | 7 | 418653.3318 | 778653.3318 | 17183.7709 | 19983.4526 | 37167.2235 | 1 | 18692.6694 | 18.88 | 3920.1909 | 0.6 | 0.4 | 0.2 | 0.1 | 0 | 17.1838 | 8 | 4.19 | 1000 | 1.8 | 2.34 | 0.03096 | 0.043 | 0.03096 | 0.043 | 0.03096 | 0.043 | 5 | 5 | 5 | 1 | 1 | 9 | 1 | 10 | 2 | 1 | 10 | 1 | 12 | 17183.7709 | 17.1838 | 122463.8532 | 3006.2726 | 19983.4526 | 19.9835 | 131302.893 | 3748.4073 | 37167.2235 | 37.1672 | 176119.6957 | 9351.2573 | 0 | 0.06218 | 0.0028099 | 0.0678 | 1180.8 | 0.052895 | 0.1548 | 20 | 10 | 14 | 6 | 1 | 4 | 1661.53 | 1008.62 | 652.91 | 3960 | 668.48 | 40.4167 | 13.91 | 35 | 222 | 0.2 | 0 | 3.6 | 3.1416 | 0.7 | 4.19 | 1000 | 1.8 | 2.34 | 13 | 8.72 | 3200 | 0.84 | 1.29
81 | 4.19 | 4.19 | 4.19 | 1000 | 1000 | 1000 | 1.8 | 1.8 | 1.8 | 2.34 | 2.34 | 2.34 | 360000 | 0.8599 | 12 | 7 | 95 | 90 | 31.5 | 36.5 | 4036.4 | -7625.6 | 4037.3 | 200 | -0.015 | 0.0038 | 0.02 | 48 | 2 | 3 | 3 | 5 | 14400 | 7 | 418653.3318 | 778653.3318 | 17183.7709 | 19983.4526 | 37167.2235 | 1 | 18692.6694 | 18.88 | 3920.1909 | 0.6 | 0.4 | 0.2 | 0.1 | 0 | 17.1838 | 8 | 4.19 | 1000 | 1.8 | 2.34 | 0.03096 | 0.043 | 0.03096 | 0.043 | 0.03096 | 0.043 | 5 | 5 | 5 | 1 | 1 | 9 | 1 | 10 | 2 | 1 | 10 | 1 | 12 | 17183.7709 | 17.1838 | 122463.8532 | 3006.2726 | 19983.4526 | 19.9835 | 131302.893 | 3748.4073 | 37167.2235 | 37.1672 | 176119.6957 | 9351.2573 | 0 | 0.06218 | 0.0028099 | 0.0678 | 1180.8 | 0.052895 | 0.1548 | 20 | 10 | 14 | 6 | 1 | 4 | 1661.53 | 1008.62 | 652.91 | 3960 | 668.48 | 40.4167 | 13.91 | 35 | 222 | 0.2 | 0 | 3.6 | 3.1416 | 0.7 | 4.19 | 1000 | 1.8 | 2.34 | 13 | 8.72 | 3200 | 0.84 | 1.29
82 | 4.19 | 4.19 | 4.19 | 1000 | 1000 | 1000 | 1.8 | 1.8 | 1.8 | 2.34 | 2.34 | 2.34 | 360000 | 0.8599 | 12 | 7 | 95 | 90 | 31.5 | 36.5 | 4036.4 | -7625.6 | 4037.3 | 200 | -0.015 | 0.0038 | 0.02 | 48 | 2 | 3 | 3 | 5 | 14400 | 7 | 418653.3318 | 778653.3318 | 17183.7709 | 19983.4526 | 37167.2235 | 1 | 18692.6694 | 18.88 | 3920.1909 | 0.6 | 0.4 | 0.2 | 0.1 | 0 | 17.1838 | 8 | 4.19 | 1000 | 1.8 | 2.34 | 0.03096 | 0.043 | 0.03096 | 0.043 | 0.03096 | 0.043 | 5 | 5 | 5 | 1 | 1 | 9 | 1 | 10 | 2 | 1 | 10 | 1 | 12 | 17183.7709 | 17.1838 | 122463.8532 | 3006.2726 | 19983.4526 | 19.9835 | 131302.893 | 3748.4073 | 37167.2235 | 37.1672 | 176119.6957 | 9351.2573 | 0 | 0.06218 | 0.0028099 | 0.0678 | 1180.8 | 0.052895 | 0.1548 | 20 | 10 | 14 | 6 | 1 | 4 | 1661.53 | 1008.62 | 652.91 | 3960 | 668.48 | 40.4167 | 13.91 | 35 | 222 | 0.2 | 0 | 3.6 | 3.1416 | 0.7 | 4.19 | 1000 | 1.8 | 2.34 | 13 | 8.72 | 3200 | 0.84 | 1.29
83 | 4.19 | 4.19 | 4.19 | 1000 | 1000 | 1000 | 1.8 | 1.8 | 1.8 | 2.34 | 2.34 | 2.34 | 360000 | 0.8599 | 12 | 7 | 95 | 90 | 31.5 | 36.5 | 4036.4 | -7625.6 | 4037.3 | 200 | -0.015 | 0.0038 | 0.02 | 48 | 2 | 3 | 3 | 5 | 14400 | 7 | 418653.3318 | 778653.3318 | 17183.7709 | 19983.4526 | 37167.2235 | 1 | 18692.6694 | 18.88 | 3920.1909 | 0.6 | 0.4 | 0.2 | 0.1 | 0 | 17.1838 | 8 | 4.19 | 1000 | 1.8 | 2.34 | 0.03096 | 0.043 | 0.03096 | 0.043 | 0.03096 | 0.043 | 5 | 5 | 5 | 1 | 1 | 9 | 1 | 10 | 2 | 1 | 10 | 1 | 12 | 17183.7709 | 17.1838 | 122463.8532 | 3006.2726 | 19983.4526 | 19.9835 | 131302.893 | 3748.4073 | 37167.2235 | 37.1672 | 176119.6957 | 9351.2573 | 0 | 0.06218 | 0.0028099 | 0.0678 | 1180.8 | 0.052895 | 0.1548 | 20 | 10 | 14 | 6 | 1 | 4 | 1661.53 | 1008.62 | 652.91 | 3960 | 668.48 | 40.4167 | 13.91 | 35 | 222 | 0.2 | 0 | 3.6 | 3.1416 | 0.7 | 4.19 | 1000 | 1.8 | 2.34 | 13 | 8.72 | 3200 | 0.84 | 1.29
84 | 4.19 | 4.19 | 4.19 | 1000 | 1000 | 1000 | 1.8 | 1.8 | 1.8 | 2.34 | 2.34 | 2.34 | 360000 | 0.8599 | 12 | 7 | 95 | 90 | 31.5 | 36.5 | 4036.4 | -7625.6 | 4037.3 | 200 | -0.015 | 0.0038 | 0.02 | 48 | 2 | 3 | 3 | 5 | 14400 | 7 | 418653.3318 | 778653.3318 | 17183.7709 | 19983.4526 | 37167.2235 | 1 | 18692.6694 | 18.88 | 3920.1909 | 0.6 | 0.4 | 0.2 | 0.1 | 0 | 17.1838 | 8 | 4.19 | 1000 | 1.8 | 2.34 | 0.03096 | 0.043 | 0.03096 | 0.043 | 0.03096 | 0.043 | 5 | 5 | 5 | 1 | 1 | 9 | 1 | 10 | 2 | 1 | 10 | 1 | 12 | 17183.7709 | 17.1838 | 122463.8532 | 3006.2726 | 19983.4526 | 19.9835 | 131302.893 | 3748.4073 | 37167.2235 | 37.1672 | 176119.6957 | 9351.2573 | 0 | 0.06218 | 0.0028099 | 0.0678 | 1180.8 | 0.052895 | 0.1548 | 20 | 10 | 14 | 6 | 1 | 4 | 1661.53 | 1008.62 | 652.91 | 3960 | 668.48 | 40.4167 | 13.91 | 35 | 222 | 0.2 | 0 | 3.6 | 3.1416 | 0.7 | 4.19 | 1000 | 1.8 | 2.34 | 13 | 8.72 | 3200 | 0.84 | 1.29
85 | 4.19 | 4.19 | 4.19 | 1000 | 1000 | 1000 | 1.8 | 1.8 | 1.8 | 2.34 | 2.34 | 2.34 | 360000 | 0.8599 | 12 | 7 | 95 | 90 | 31.5 | 36.5 | 4036.4 | -7625.6 | 4037.3 | 200 | -0.015 | 0.0038 | 0.02 | 48 | 2 | 3 | 3 | 5 | 14400 | 7 | 418653.3318 | 778653.3318 | 17183.7709 | 19983.4526 | 37167.2235 | 1 | 18692.6694 | 18.88 | 3920.1909 | 0.6 | 0.4 | 0.2 | 0.1 | 0 | 17.1838 | 8 | 4.19 | 1000 | 1.8 | 2.34 | 0.03096 | 0.043 | 0.03096 | 0.043 | 0.03096 | 0.043 | 5 | 5 | 5 | 1 | 1 | 9 | 1 | 10 | 2 | 1 | 10 | 1 | 12 | 17183.7709 | 17.1838 | 122463.8532 | 3006.2726 | 19983.4526 | 19.9835 | 131302.893 | 3748.4073 | 37167.2235 | 37.1672 | 176119.6957 | 9351.2573 | 0 | 0.06218 | 0.0028099 | 0.0678 | 1180.8 | 0.052895 | 0.1548 | 20 | 10 | 14 | 6 | 1 | 4 | 1661.53 | 1008.62 | 652.91 | 3960 | 668.48 | 40.4167 | 13.91 | 35 | 222 | 0.2 | 0 | 3.6 | 3.1416 | 0.7 | 4.19 | 1000 | 1.8 | 2.34 | 13 | 8.72 | 3200 | 0.84 | 1.29
86 | 4.19 | 4.19 | 4.19 | 1000 | 1000 | 1000 | 1.8 | 1.8 | 1.8 | 2.34 | 2.34 | 2.34 | 360000 | 0.8599 | 12 | 7 | 95 | 90 | 31.5 | 36.5 | 4036.4 | -7625.6 | 4037.3 | 200 | -0.015 | 0.0038 | 0.02 | 48 | 2 | 3 | 3 | 5 | 14400 | 7 | 418653.3318 | 778653.3318 | 17183.7709 | 19983.4526 | 37167.2235 | 1 | 18692.6694 | 18.88 | 3920.1909 | 0.6 | 0.4 | 0.2 | 0.1 | 0 | 17.1838 | 8 | 4.19 | 1000 | 1.8 | 2.34 | 0.03096 | 0.043 | 0.03096 | 0.043 | 0.03096 | 0.043 | 5 | 5 | 5 | 1 | 1 | 9 | 1 | 10 | 2 | 1 | 10 | 1 | 12 | 17183.7709 | 17.1838 | 122463.8532 | 3006.2726 | 19983.4526 | 19.9835 | 131302.893 | 3748.4073 | 37167.2235 | 37.1672 | 176119.6957 | 9351.2573 | 0 | 0.06218 | 0.0028099 | 0.0678 | 1180.8 | 0.052895 | 0.1548 | 20 | 10 | 14 | 6 | 1 | 4 | 1661.53 | 1008.62 | 652.91 | 3960 | 668.48 | 40.4167 | 13.91 | 35 | 222 | 0.2 | 0 | 3.6 | 3.1416 | 0.7 | 4.19 | 1000 | 1.8 | 2.34 | 13 | 8.72 | 3200 | 0.84 | 1.29
87 | 4.19 | 4.19 | 4.19 | 1000 | 1000 | 1000 | 1.8 | 1.8 | 1.8 | 2.34 | 2.34 | 2.34 | 360000 | 0.8599 | 12 | 7 | 95 | 90 | 31.5 | 36.5 | 4036.4 | -7625.6 | 4037.3 | 200 | -0.015 | 0.0038 | 0.02 | 48 | 2 | 3 | 3 | 5 | 14400 | 7 | 418653.3318 | 778653.3318 | 17183.7709 | 19983.4526 | 37167.2235 | 1 | 18692.6694 | 18.88 | 3920.1909 | 0.6 | 0.4 | 0.2 | 0.1 | 0 | 17.1838 | 8 | 4.19 | 1000 | 1.8 | 2.34 | 0.03096 | 0.043 | 0.03096 | 0.043 | 0.03096 | 0.043 | 5 | 5 | 5 | 1 | 1 | 9 | 1 | 10 | 2 | 1 | 10 | 1 | 12 | 17183.7709 | 17.1838 | 122463.8532 | 3006.2726 | 19983.4526 | 19.9835 | 131302.893 | 3748.4073 | 37167.2235 | 37.1672 | 176119.6957 | 9351.2573 | 0 | 0.06218 | 0.0028099 | 0.0678 | 1180.8 | 0.052895 | 0.1548 | 20 | 10 | 14 | 6 | 1 | 4 | 1661.53 | 1008.62 | 652.91 | 3960 | 668.48 | 40.4167 | 13.91 | 35 | 222 | 0.2 | 0 | 3.6 | 3.1416 | 0.7 | 4.19 | 1000 | 1.8 | 2.34 | 13 | 8.72 | 3200 | 0.84 | 1.29
88 | 4.19 | 4.19 | 4.19 | 1000 | 1000 | 1000 | 1.8 | 1.8 | 1.8 | 2.34 | 2.34 | 2.34 | 360000 | 0.8599 | 12 | 7 | 95 | 90 | 31.5 | 36.5 | 4036.4 | -7625.6 | 4037.3 | 200 | -0.015 | 0.0038 | 0.02 | 48 | 2 | 3 | 3 | 5 | 14400 | 7 | 418653.3318 | 778653.3318 | 17183.7709 | 19983.4526 | 37167.2235 | 1 | 18692.6694 | 18.88 | 3920.1909 | 0.6 | 0.4 | 0.2 | 0.1 | 0 | 17.1838 | 8 | 4.19 | 1000 | 1.8 | 2.34 | 0.03096 | 0.043 | 0.03096 | 0.043 | 0.03096 | 0.043 | 5 | 5 | 5 | 1 | 1 | 9 | 1 | 10 | 2 | 1 | 10 | 1 | 12 | 17183.7709 | 17.1838 | 122463.8532 | 3006.2726 | 19983.4526 | 19.9835 | 131302.893 | 3748.4073 | 37167.2235 | 37.1672 | 176119.6957 | 9351.2573 | 0 | 0.06218 | 0.0028099 | 0.0678 | 1180.8 | 0.052895 | 0.1548 | 20 | 10 | 14 | 6 | 1 | 4 | 1661.53 | 1008.62 | 652.91 | 3960 | 668.48 | 40.4167 | 13.91 | 35 | 222 | 0.2 | 0 | 3.6 | 3.1416 | 0.7 | 4.19 | 1000 | 1.8 | 2.34 | 13 | 8.72 | 3200 | 0.84 | 1.29
89 | 4.19 | 4.19 | 4.19 | 1000 | 1000 | 1000 | 1.8 | 1.8 | 1.8 | 2.34 | 2.34 | 2.34 | 360000 | 0.8599 | 12 | 7 | 95 | 90 | 31.5 | 36.5 | 4036.4 | -7625.6 | 4037.3 | 200 | -0.015 | 0.0038 | 0.02 | 48 | 2 | 3 | 3 | 5 | 14400 | 7 | 418653.3318 | 778653.3318 | 17183.7709 | 19983.4526 | 37167.2235 | 1 | 18692.6694 | 18.88 | 3920.1909 | 0.6 | 0.4 | 0.2 | 0.1 | 0 | 17.1838 | 8 | 4.19 | 1000 | 1.8 | 2.34 | 0.03096 | 0.043 | 0.03096 | 0.043 | 0.03096 | 0.043 | 5 | 5 | 5 | 1 | 1 | 9 | 1 | 10 | 2 | 1 | 10 | 1 | 12 | 17183.7709 | 17.1838 | 122463.8532 | 3006.2726 | 19983.4526 | 19.9835 | 131302.893 | 3748.4073 | 37167.2235 | 37.1672 | 176119.6957 | 9351.2573 | 0 | 0.06218 | 0.0028099 | 0.0678 | 1180.8 | 0.052895 | 0.1548 | 20 | 10 | 14 | 6 | 1 | 4 | 1661.53 | 1008.62 | 652.91 | 3960 | 668.48 | 40.4167 | 13.91 | 35 | 222 | 0.2 | 0 | 3.6 | 3.1416 | 0.7 | 4.19 | 1000 | 1.8 | 2.34 | 13 | 8.72 | 3200 | 0.84 | 1.29
90 | 4.19 | 4.19 | 4.19 | 1000 | 1000 | 1000 | 1.8 | 1.8 | 1.8 | 2.34 | 2.34 | 2.34 | 360000 | 0.8599 | 12 | 7 | 95 | 90 | 31.5 | 36.5 | 4036.4 | -7625.6 | 4037.3 | 200 | -0.015 | 0.0038 | 0.02 | 48 | 2 | 3 | 3 | 5 | 14400 | 7 | 418653.3318 | 778653.3318 | 17183.7709 | 19983.4526 | 37167.2235 | 1 | 18692.6694 | 18.88 | 3920.1909 | 0.6 | 0.4 | 0.2 | 0.1 | 0 | 17.1838 | 8 | 4.19 | 1000 | 1.8 | 2.34 | 0.03096 | 0.043 | 0.03096 | 0.043 | 0.03096 | 0.043 | 5 | 5 | 5 | 1 | 1 | 9 | 1 | 10 | 2 | 1 | 10 | 1 | 12 | 17183.7709 | 17.1838 | 122463.8532 | 3006.2726 | 19983.4526 | 19.9835 | 131302.893 | 3748.4073 | 37167.2235 | 37.1672 | 176119.6957 | 9351.2573 | 0 | 0.06218 | 0.0028099 | 0.0678 | 1180.8 | 0.052895 | 0.1548 | 20 | 10 | 14 | 6 | 1 | 4 | 1661.53 | 1008.62 | 652.91 | 3960 | 668.48 | 40.4167 | 13.91 | 35 | 222 | 0.2 | 0 | 3.6 | 3.1416 | 0.7 | 4.19 | 1000 | 1.8 | 2.34 | 13 | 8.72 | 3200 | 0.84 | 1.29
91 | 4.19 | 4.19 | 4.19 | 1000 | 1000 | 1000 | 1.8 | 1.8 | 1.8 | 2.34 | 2.34 | 2.34 | 360000 | 0.8599 | 12 | 7 | 95 | 90 | 31.5 | 36.5 | 4036.4 | -7625.6 | 4037.3 | 200 | -0.015 | 0.0038 | 0.02 | 48 | 2 | 3 | 3 | 5 | 14400 | 7 | 418653.3318 | 778653.3318 | 17183.7709 | 19983.4526 | 37167.2235 | 1 | 18692.6694 | 18.88 | 3920.1909 | 0.6 | 0.4 | 0.2 | 0.1 | 0 | 17.1838 | 8 | 4.19 | 1000 | 1.8 | 2.34 | 0.03096 | 0.043 | 0.03096 | 0.043 | 0.03096 | 0.043 | 5 | 5 | 5 | 1 | 1 | 9 | 1 | 10 | 2 | 1 | 10 | 1 | 12 | 17183.7709 | 17.1838 | 122463.8532 | 3006.2726 | 19983.4526 | 19.9835 | 131302.893 | 3748.4073 | 37167.2235 | 37.1672 | 176119.6957 | 9351.2573 | 0 | 0.06218 | 0.0028099 | 0.0678 | 1180.8 | 0.052895 | 0.1548 | 20 | 10 | 14 | 6 | 1 | 4 | 1661.53 | 1008.62 | 652.91 | 3960 | 668.48 | 40.4167 | 13.91 | 35 | 222 | 0.2 | 0 | 3.6 | 3.1416 | 0.7 | 4.19 | 1000 | 1.8 | 2.34 | 13 | 8.72 | 3200 | 0.84 | 1.29
92 | 4.19 | 4.19 | 4.19 | 1000 | 1000 | 1000 | 1.8 | 1.8 | 1.8 | 2.34 | 2.34 | 2.34 | 360000 | 0.8599 | 12 | 7 | 95 | 90 | 31.5 | 36.5 | 4036.4 | -7625.6 | 4037.3 | 200 | -0.015 | 0.0038 | 0.02 | 48 | 2 | 3 | 3 | 5 | 14400 | 7 | 418653.3318 | 778653.3318 | 17183.7709 | 19983.4526 | 37167.2235 | 1 | 18692.6694 | 18.88 | 3920.1909 | 0.6 | 0.4 | 0.2 | 0.1 | 0 | 17.1838 | 8 | 4.19 | 1000 | 1.8 | 2.34 | 0.03096 | 0.043 | 0.03096 | 0.043 | 0.03096 | 0.043 | 5 | 5 | 5 | 1 | 1 | 9 | 1 | 10 | 2 | 1 | 10 | 1 | 12 | 17183.7709 | 17.1838 | 122463.8532 | 3006.2726 | 19983.4526 | 19.9835 | 131302.893 | 3748.4073 | 37167.2235 | 37.1672 | 176119.6957 | 9351.2573 | 0 | 0.06218 | 0.0028099 | 0.0678 | 1180.8 | 0.052895 | 0.1548 | 20 | 10 | 14 | 6 | 1 | 4 | 1661.53 | 1008.62 | 652.91 | 3960 | 668.48 | 40.4167 | 13.91 | 35 | 222 | 0.2 | 0 | 3.6 | 3.1416 | 0.7 | 4.19 | 1000 | 1.8 | 2.34 | 13 | 8.72 | 3200 | 0.84 | 1.29
93 | 4.19 | 4.19 | 4.19 | 1000 | 1000 | 1000 | 1.8 | 1.8 | 1.8 | 2.34 | 2.34 | 2.34 | 360000 | 0.8599 | 12 | 7 | 95 | 90 | 31.5 | 36.5 | 4036.4 | -7625.6 | 4037.3 | 200 | -0.015 | 0.0038 | 0.02 | 48 | 2 | 3 | 3 | 5 | 14400 | 7 | 418653.3318 | 778653.3318 | 17183.7709 | 19983.4526 | 37167.2235 | 1 | 18692.6694 | 18.88 | 3920.1909 | 0.6 | 0.4 | 0.2 | 0.1 | 0 | 17.1838 | 8 | 4.19 | 1000 | 1.8 | 2.34 | 0.03096 | 0.043 | 0.03096 | 0.043 | 0.03096 | 0.043 | 5 | 5 | 5 | 1 | 1 | 9 | 1 | 10 | 2 | 1 | 10 | 1 | 12 | 17183.7709 | 17.1838 | 122463.8532 | 3006.2726 | 19983.4526 | 19.9835 | 131302.893 | 3748.4073 | 37167.2235 | 37.1672 | 176119.6957 | 9351.2573 | 0 | 0.06218 | 0.0028099 | 0.0678 | 1180.8 | 0.052895 | 0.1548 | 20 | 10 | 14 | 6 | 1 | 4 | 1661.53 | 1008.62 | 652.91 | 3960 | 668.48 | 40.4167 | 13.91 | 35 | 222 | 0.2 | 0 | 3.6 | 3.1416 | 0.7 | 4.19 | 1000 | 1.8 | 2.34 | 13 | 8.72 | 3200 | 0.84 | 1.29
94 | 4.19 | 4.19 | 4.19 | 1000 | 1000 | 1000 | 1.8 | 1.8 | 1.8 | 2.34 | 2.34 | 2.34 | 360000 | 0.8599 | 12 | 7 | 95 | 90 | 31.5 | 36.5 | 4036.4 | -7625.6 | 4037.3 | 200 | -0.015 | 0.0038 | 0.02 | 48 | 2 | 3 | 3 | 5 | 14400 | 7 | 418653.3318 | 778653.3318 | 17183.7709 | 19983.4526 | 37167.2235 | 1 | 18692.6694 | 18.88 | 3920.1909 | 0.6 | 0.4 | 0.2 | 0.1 | 0 | 17.1838 | 8 | 4.19 | 1000 | 1.8 | 2.34 | 0.03096 | 0.043 | 0.03096 | 0.043 | 0.03096 | 0.043 | 5 | 5 | 5 | 1 | 1 | 9 | 1 | 10 | 2 | 1 | 10 | 1 | 12 | 17183.7709 | 17.1838 | 122463.8532 | 3006.2726 | 19983.4526 | 19.9835 | 131302.893 | 3748.4073 | 37167.2235 | 37.1672 | 176119.6957 | 9351.2573 | 0 | 0.06218 | 0.0028099 | 0.0678 | 1180.8 | 0.052895 | 0.1548 | 20 | 10 | 14 | 6 | 1 | 4 | 1661.53 | 1008.62 | 652.91 | 3960 | 668.48 | 40.4167 | 13.91 | 35 | 222 | 0.2 | 0 | 3.6 | 3.1416 | 0.7 | 4.19 | 1000 | 1.8 | 2.34 | 13 | 8.72 | 3200 | 0.84 | 1.29
95 | 4.19 | 4.19 | 4.19 | 1000 | 1000 | 1000 | 1.8 | 1.8 | 1.8 | 2.34 | 2.34 | 2.34 | 360000 | 0.8599 | 12 | 7 | 95 | 90 | 31.5 | 36.5 | 4036.4 | -7625.6 | 4037.3 | 200 | -0.015 | 0.0038 | 0.02 | 48 | 2 | 3 | 3 | 5 | 14400 | 7 | 418653.3318 | 778653.3318 | 17183.7709 | 19983.4526 | 37167.2235 | 1 | 18692.6694 | 18.88 | 3920.1909 | 0.6 | 0.4 | 0.2 | 0.1 | 0 | 17.1838 | 8 | 4.19 | 1000 | 1.8 | 2.34 | 0.03096 | 0.043 | 0.03096 | 0.043 | 0.03096 | 0.043 | 5 | 5 | 5 | 1 | 1 | 9 | 1 | 10 | 2 | 1 | 10 | 1 | 12 | 17183.7709 | 17.1838 | 122463.8532 | 3006.2726 | 19983.4526 | 19.9835 | 131302.893 | 3748.4073 | 37167.2235 | 37.1672 | 176119.6957 | 9351.2573 | 0 | 0.06218 | 0.0028099 | 0.0678 | 1180.8 | 0.052895 | 0.1548 | 20 | 10 | 14 | 6 | 1 | 4 | 1661.53 | 1008.62 | 652.91 | 3960 | 668.48 | 40.4167 | 13.91 | 35 | 222 | 0.2 | 0 | 3.6 | 3.1416 | 0.7 | 4.19 | 1000 | 1.8 | 2.34 | 13 | 8.72 | 3200 | 0.84 | 1.29
96 | 4.19 | 4.19 | 4.19 | 1000 | 1000 | 1000 | 1.8 | 1.8 | 1.8 | 2.34 | 2.34 | 2.34 | 360000 | 0.8599 | 12 | 7 | 95 | 90 | 31.5 | 36.5 | 4036.4 | -7625.6 | 4037.3 | 200 | -0.015 | 0.0038 | 0.02 | 48 | 2 | 3 | 3 | 5 | 14400 | 7 | 418653.3318 | 778653.3318 | 17183.7709 | 19983.4526 | 37167.2235 | 1 | 18692.6694 | 18.88 | 3920.1909 | 0.6 | 0.4 | 0.2 | 0.1 | 0 | 17.1838 | 8 | 4.19 | 1000 | 1.8 | 2.34 | 0.03096 | 0.043 | 0.03096 | 0.043 | 0.03096 | 0.043 | 5 | 5 | 5 | 1 | 1 | 9 | 1 | 10 | 2 | 1 | 10 | 1 | 12 | 17183.7709 | 17.1838 | 122463.8532 | 3006.2726 | 19983.4526 | 19.9835 | 131302.893 | 3748.4073 | 37167.2235 | 37.1672 | 176119.6957 | 9351.2573 | 0 | 0.06218 | 0.0028099 | 0.0678 | 1180.8 | 0.052895 | 0.1548 | 20 | 10 | 14 | 6 | 1 | 4 | 1661.53 | 1008.62 | 652.91 | 3960 | 668.48 | 40.4167 | 13.91 | 35 | 222 | 0.2 | 0 | 3.6 | 3.1416 | 0.7 | 4.19 | 1000 | 1.8 | 2.34 | 13 | 8.72 | 3200 | 0.84 | 1.29
97 | 4.19 | 4.19 | 4.19 | 1000 | 1000 | 1000 | 1.8 | 1.8 | 1.8 | 2.34 | 2.34 | 2.34 | 360000 | 0.8599 | 12 | 7 | 95 | 90 | 31.5 | 36.5 | 4036.4 | -7625.6 | 4037.3 | 200 | -0.015 | 0.0038 | 0.02 | 48 | 2 | 3 | 3 | 5 | 14400 | 7 | 418653.3318 | 778653.3318 | 17183.7709 | 19983.4526 | 37167.2235 | 1 | 18692.6694 | 18.88 | 3920.1909 | 0.6 | 0.4 | 0.2 | 0.1 | 0 | 17.1838 | 8 | 4.19 | 1000 | 1.8 | 2.34 | 0.03096 | 0.043 | 0.03096 | 0.043 | 0.03096 | 0.043 | 5 | 5 | 5 | 1 | 1 | 9 | 1 | 10 | 2 | 1 | 10 | 1 | 12 | 17183.7709 | 17.1838 | 122463.8532 | 3006.2726 | 19983.4526 | 19.9835 | 131302.893 | 3748.4073 | 37167.2235 | 37.1672 | 176119.6957 | 9351.2573 | 0 | 0.06218 | 0.0028099 | 0.0678 | 1180.8 | 0.052895 | 0.1548 | 20 | 10 | 14 | 6 | 1 | 4 | 1661.53 | 1008.62 | 652.91 | 3960 | 668.48 | 40.4167 | 13.91 | 35 | 222 | 0.2 | 0 | 3.6 | 3.1416 | 0.7 | 4.19 | 1000 | 1.8 | 2.34 | 13 | 8.72 | 3200 | 0.84 | 1.29
98 | 4.19 | 4.19 | 4.19 | 1000 | 1000 | 1000 | 1.8 | 1.8 | 1.8 | 2.34 | 2.34 | 2.34 | 360000 | 0.8599 | 12 | 7 | 95 | 90 | 31.5 | 36.5 | 4036.4 | -7625.6 | 4037.3 | 200 | -0.015 | 0.0038 | 0.02 | 48 | 2 | 3 | 3 | 5 | 14400 | 7 | 418653.3318 | 778653.3318 | 17183.7709 | 19983.4526 | 37167.2235 | 1 | 18692.6694 | 18.88 | 3920.1909 | 0.6 | 0.4 | 0.2 | 0.1 | 0 | 17.1838 | 8 | 4.19 | 1000 | 1.8 | 2.34 | 0.03096 | 0.043 | 0.03096 | 0.043 | 0.03096 | 0.043 | 5 | 5 | 5 | 1 | 1 | 9 | 1 | 10 | 2 | 1 | 10 | 1 | 12 | 17183.7709 | 17.1838 | 122463.8532 | 3006.2726 | 19983.4526 | 19.9835 | 131302.893 | 3748.4073 | 37167.2235 | 37.1672 | 176119.6957 | 9351.2573 | 0 | 0.06218 | 0.0028099 | 0.0678 | 1180.8 | 0.052895 | 0.1548 | 20 | 10 | 14 | 6 | 1 | 4 | 1661.53 | 1008.62 | 652.91 | 3960 | 668.48 | 40.4167 | 13.91 | 35 | 222 | 0.2 | 0 | 3.6 | 3.1416 | 0.7 | 4.19 | 1000 | 1.8 | 2.34 | 13 | 8.72 | 3200 | 0.84 | 1.29
99 | 4.19 | 4.19 | 4.19 | 1000 | 1000 | 1000 | 1.8 | 1.8 | 1.8 | 2.34 | 2.34 | 2.34 | 360000 | 0.8599 | 12 | 7 | 95 | 90 | 31.5 | 36.5 | 4036.4 | -7625.6 | 4037.3 | 200 | -0.015 | 0.0038 | 0.02 | 48 | 2 | 3 | 3 | 5 | 14400 | 7 | 418653.3318 | 778653.3318 | 17183.7709 | 19983.4526 | 37167.2235 | 1 | 18692.6694 | 18.88 | 3920.1909 | 0.6 | 0.4 | 0.2 | 0.1 | 0 | 17.1838 | 8 | 4.19 | 1000 | 1.8 | 2.34 | 0.03096 | 0.043 | 0.03096 | 0.043 | 0.03096 | 0.043 | 5 | 5 | 5 | 1 | 1 | 9 | 1 | 10 | 2 | 1 | 10 | 1 | 12 | 17183.7709 | 17.1838 | 122463.8532 | 3006.2726 | 19983.4526 | 19.9835 | 131302.893 | 3748.4073 | 37167.2235 | 37.1672 | 176119.6957 | 9351.2573 | 0 | 0.06218 | 0.0028099 | 0.0678 | 1180.8 | 0.052895 | 0.1548 | 20 | 10 | 14 | 6 | 1 | 4 | 1661.53 | 1008.62 | 652.91 | 3960 | 668.48 | 40.4167 | 13.91 | 35 | 222 | 0.2 | 0 | 3.6 | 3.1416 | 0.7 | 4.19 | 1000 | 1.8 | 2.34 | 13 | 8.72 | 3200 | 0.84 | 1.29
100 | 4.19 | 4.19 | 4.19 | 1000 | 1000 | 1000 | 1.8 | 1.8 | 1.8 | 2.34 | 2.34 | 2.34 | 360000 | 0.8599 | 12 | 7 | 95 | 90 | 31.5 | 36.5 | 4036.4 | -7625.6 | 4037.3 | 200 | -0.015 | 0.0038 | 0.02 | 48 | 2 | 3 | 3 | 5 | 14400 | 7 | 418653.3318 | 778653.3318 | 17183.7709 | 19983.4526 | 37167.2235 | 1 | 18692.6694 | 18.88 | 3920.1909 | 0.6 | 0.4 | 0.2 | 0.1 | 0 | 17.1838 | 8 | 4.19 | 1000 | 1.8 | 2.34 | 0.03096 | 0.043 | 0.03096 | 0.043 | 0.03096 | 0.043 | 5 | 5 | 5 | 1 | 1 | 9 | 1 | 10 | 2 | 1 | 10 | 1 | 12 | 17183.7709 | 17.1838 | 122463.8532 | 3006.2726 | 19983.4526 | 19.9835 | 131302.893 | 3748.4073 | 37167.2235 | 37.1672 | 176119.6957 | 9351.2573 | 0 | 0.06218 | 0.0028099 | 0.0678 | 1180.8 | 0.052895 | 0.1548 | 20 | 10 | 14 | 6 | 1 | 4 | 1661.53 | 1008.62 | 652.91 | 3960 | 668.48 | 40.4167 | 13.91 | 35 | 222 | 0.2 | 0 | 3.6 | 3.1416 | 0.7 | 4.19 | 1000 | 1.8 | 2.34 | 13 | 8.72 | 3200 | 0.84 | 1.29
101 | 4.19 | 4.19 | 4.19 | 1000 | 1000 | 1000 | 1.8 | 1.8 | 1.8 | 2.34 | 2.34 | 2.34 | 360000 | 0.8599 | 12 | 7 | 95 | 90 | 31.5 | 36.5 | 4036.4 | -7625.6 | 4037.3 | 200 | -0.015 | 0.0038 | 0.02 | 48 | 2 | 3 | 3 | 5 | 14400 | 7 | 418653.3318 | 778653.3318 | 17183.7709 | 19983.4526 | 37167.2235 | 1 | 18692.6694 | 18.88 | 3920.1909 | 0.6 | 0.4 | 0.2 | 0.1 | 0 | 17.1838 | 8 | 4.19 | 1000 | 1.8 | 2.34 | 0.03096 | 0.043 | 0.03096 | 0.043 | 0.03096 | 0.043 | 5 | 5 | 5 | 1 | 1 | 9 | 1 | 10 | 2 | 1 | 10 | 1 | 12 | 17183.7709 | 17.1838 | 122463.8532 | 3006.2726 | 19983.4526 | 19.9835 | 131302.893 | 3748.4073 | 37167.2235 | 37.1672 | 176119.6957 | 9351.2573 | 0 | 0.06218 | 0.0028099 | 0.0678 | 1180.8 | 0.052895 | 0.1548 | 20 | 10 | 14 | 6 | 1 | 4 | 1661.53 | 1008.62 | 652.91 | 3960 | 668.48 | 40.4167 | 13.91 | 35 | 222 | 0.2 | 0 | 3.6 | 3.1416 | 0.7 | 4.19 | 1000 | 1.8 | 2.34 | 13 | 8.72 | 3200 | 0.84 | 1.29
102 | 4.19 | 4.19 | 4.19 | 1000 | 1000 | 1000 | 1.8 | 1.8 | 1.8 | 2.34 | 2.34 | 2.34 | 360000 | 0.8599 | 12 | 7 | 95 | 90 | 31.5 | 36.5 | 4036.4 | -7625.6 | 4037.3 | 200 | -0.015 | 0.0038 | 0.02 | 48 | 2 | 3 | 3 | 5 | 14400 | 7 | 418653.3318 | 778653.3318 | 17183.7709 | 19983.4526 | 37167.2235 | 1 | 18692.6694 | 18.88 | 3920.1909 | 0.6 | 0.4 | 0.2 | 0.1 | 0 | 17.1838 | 8 | 4.19 | 1000 | 1.8 | 2.34 | 0.03096 | 0.043 | 0.03096 | 0.043 | 0.03096 | 0.043 | 5 | 5 | 5 | 1 | 1 | 9 | 1 | 10 | 2 | 1 | 10 | 1 | 12 | 17183.7709 | 17.1838 | 122463.8532 | 3006.2726 | 19983.4526 | 19.9835 | 131302.893 | 3748.4073 | 37167.2235 | 37.1672 | 176119.6957 | 9351.2573 | 0 | 0.06218 | 0.0028099 | 0.0678 | 1180.8 | 0.052895 | 0.1548 | 20 | 10 | 14 | 6 | 1 | 4 | 1661.53 | 1008.62 | 652.91 | 3960 | 668.48 | 40.4167 | 13.91 | 35 | 222 | 0.2 | 0 | 3.6 | 3.1416 | 0.7 | 4.19 | 1000 | 1.8 | 2.34 | 13 | 8.72 | 3200 | 0.84 | 1.29
103 | 4.19 | 4.19 | 4.19 | 1000 | 1000 | 1000 | 1.8 | 1.8 | 1.8 | 2.34 | 2.34 | 2.34 | 360000 | 0.8599 | 12 | 7 | 95 | 90 | 31.5 | 36.5 | 4036.4 | -7625.6 | 4037.3 | 200 | -0.015 | 0.0038 | 0.02 | 48 | 2 | 3 | 3 | 5 | 14400 | 7 | 418653.3318 | 778653.3318 | 17183.7709 | 19983.4526 | 37167.2235 | 1 | 18692.6694 | 18.88 | 3920.1909 | 0.6 | 0.4 | 0.2 | 0.1 | 0 | 17.1838 | 8 | 4.19 | 1000 | 1.8 | 2.34 | 0.03096 | 0.043 | 0.03096 | 0.043 | 0.03096 | 0.043 | 5 | 5 | 5 | 1 | 1 | 9 | 1 | 10 | 2 | 1 | 10 | 1 | 12 | 17183.7709 | 17.1838 | 122463.8532 | 3006.2726 | 19983.4526 | 19.9835 | 131302.893 | 3748.4073 | 37167.2235 | 37.1672 | 176119.6957 | 9351.2573 | 0 | 0.06218 | 0.0028099 | 0.0678 | 1180.8 | 0.052895 | 0.1548 | 20 | 10 | 14 | 6 | 1 | 4 | 1661.53 | 1008.62 | 652.91 | 3960 | 668.48 | 40.4167 | 13.91 | 35 | 222 | 0.2 | 0 | 3.6 | 3.1416 | 0.7 | 4.19 | 1000 | 1.8 | 2.34 | 13 | 8.72 | 3200 | 0.84 | 1.29
104 | 4.19 | 4.19 | 4.19 | 1000 | 1000 | 1000 | 1.8 | 1.8 | 1.8 | 2.34 | 2.34 | 2.34 | 360000 | 0.8599 | 12 | 7 | 95 | 90 | 31.5 | 36.5 | 4036.4 | -7625.6 | 4037.3 | 200 | -0.015 | 0.0038 | 0.02 | 48 | 2 | 3 | 3 | 5 | 14400 | 7 | 418653.3318 | 778653.3318 | 17183.7709 | 19983.4526 | 37167.2235 | 1 | 18692.6694 | 18.88 | 3920.1909 | 0.6 | 0.4 | 0.2 | 0.1 | 0 | 17.1838 | 8 | 4.19 | 1000 | 1.8 | 2.34 | 0.03096 | 0.043 | 0.03096 | 0.043 | 0.03096 | 0.043 | 5 | 5 | 5 | 1 | 1 | 9 | 1 | 10 | 2 | 1 | 10 | 1 | 12 | 17183.7709 | 17.1838 | 122463.8532 | 3006.2726 | 19983.4526 | 19.9835 | 131302.893 | 3748.4073 | 37167.2235 | 37.1672 | 176119.6957 | 9351.2573 | 0 | 0.06218 | 0.0028099 | 0.0678 | 1180.8 | 0.052895 | 0.1548 | 20 | 10 | 14 | 6 | 1 | 4 | 1661.53 | 1008.62 | 652.91 | 3960 | 668.48 | 40.4167 | 13.91 | 35 | 222 | 0.2 | 0 | 3.6 | 3.1416 | 0.7 | 4.19 | 1000 | 1.8 | 2.34 | 13 | 8.72 | 3200 | 0.84 | 1.29
105 | 4.19 | 4.19 | 4.19 | 1000 | 1000 | 1000 | 1.8 | 1.8 | 1.8 | 2.34 | 2.34 | 2.34 | 360000 | 0.8599 | 12 | 7 | 95 | 90 | 31.5 | 36.5 | 4036.4 | -7625.6 | 4037.3 | 200 | -0.015 | 0.0038 | 0.02 | 48 | 2 | 3 | 3 | 5 | 14400 | 7 | 418653.3318 | 778653.3318 | 17183.7709 | 19983.4526 | 37167.2235 | 1 | 18692.6694 | 18.88 | 3920.1909 | 0.6 | 0.4 | 0.2 | 0.1 | 0 | 17.1838 | 8 | 4.19 | 1000 | 1.8 | 2.34 | 0.03096 | 0.043 | 0.03096 | 0.043 | 0.03096 | 0.043 | 5 | 5 | 5 | 1 | 1 | 9 | 1 | 10 | 2 | 1 | 10 | 1 | 12 | 17183.7709 | 17.1838 | 122463.8532 | 3006.2726 | 19983.4526 | 19.9835 | 131302.893 | 3748.4073 | 37167.2235 | 37.1672 | 176119.6957 | 9351.2573 | 0 | 0.06218 | 0.0028099 | 0.0678 | 1180.8 | 0.052895 | 0.1548 | 20 | 10 | 14 | 6 | 1 | 4 | 1661.53 | 1008.62 | 652.91 | 3960 | 668.48 | 40.4167 | 13.91 | 35 | 222 | 0.2 | 0 | 3.6 | 3.1416 | 0.7 | 4.19 | 1000 | 1.8 | 2.34 | 13 | 8.72 | 3200 | 0.84 | 1.29
106 | 4.19 | 4.19 | 4.19 | 1000 | 1000 | 1000 | 1.8 | 1.8 | 1.8 | 2.34 | 2.34 | 2.34 | 360000 | 0.8599 | 12 | 7 | 95 | 90 | 31.5 | 36.5 | 4036.4 | -7625.6 | 4037.3 | 200 | -0.015 | 0.0038 | 0.02 | 48 | 2 | 3 | 3 | 5 | 14400 | 7 | 418653.3318 | 778653.3318 | 17183.7709 | 19983.4526 | 37167.2235 | 1 | 18692.6694 | 18.88 | 3920.1909 | 0.6 | 0.4 | 0.2 | 0.1 | 0 | 17.1838 | 8 | 4.19 | 1000 | 1.8 | 2.34 | 0.03096 | 0.043 | 0.03096 | 0.043 | 0.03096 | 0.043 | 5 | 5 | 5 | 1 | 1 | 9 | 1 | 10 | 2 | 1 | 10 | 1 | 12 | 17183.7709 | 17.1838 | 122463.8532 | 3006.2726 | 19983.4526 | 19.9835 | 131302.893 | 3748.4073 | 37167.2235 | 37.1672 | 176119.6957 | 9351.2573 | 0 | 0.06218 | 0.0028099 | 0.0678 | 1180.8 | 0.052895 | 0.1548 | 20 | 10 | 14 | 6 | 1 | 4 | 1661.53 | 1008.62 | 652.91 | 3960 | 668.48 | 40.4167 | 13.91 | 35 | 222 | 0.2 | 0 | 3.6 | 3.1416 | 0.7 | 4.19 | 1000 | 1.8 | 2.34 | 13 | 8.72 | 3200 | 0.84 | 1.29
107 | 4.19 | 4.19 | 4.19 | 1000 | 1000 | 1000 | 1.8 | 1.8 | 1.8 | 2.34 | 2.34 | 2.34 | 360000 | 0.8599 | 12 | 7 | 95 | 90 | 31.5 | 36.5 | 4036.4 | -7625.6 | 4037.3 | 200 | -0.015 | 0.0038 | 0.02 | 48 | 2 | 3 | 3 | 5 | 14400 | 7 | 418653.3318 | 778653.3318 | 17183.7709 | 19983.4526 | 37167.2235 | 1 | 18692.6694 | 18.88 | 3920.1909 | 0.6 | 0.4 | 0.2 | 0.1 | 0 | 17.1838 | 8 | 4.19 | 1000 | 1.8 | 2.34 | 0.03096 | 0.043 | 0.03096 | 0.043 | 0.03096 | 0.043 | 5 | 5 | 5 | 1 | 1 | 9 | 1 | 10 | 2 | 1 | 10 | 1 | 12 | 17183.7709 | 17.1838 | 122463.8532 | 3006.2726 | 19983.4526 | 19.9835 | 131302.893 | 3748.4073 | 37167.2235 | 37.1672 | 176119.6957 | 9351.2573 | 0 | 0.06218 | 0.0028099 | 0.0678 | 1180.8 | 0.052895 | 0.1548 | 20 | 10 | 14 | 6 | 1 | 4 | 1661.53 | 1008.62 | 652.91 | 3960 | 668.48 | 40.4167 | 13.91 | 35 | 222 | 0.2 | 0 | 3.6 | 3.1416 | 0.7 | 4.19 | 1000 | 1.8 | 2.34 | 13 | 8.72 | 3200 | 0.84 | 1.29
108 | 4.19 | 4.19 | 4.19 | 1000 | 1000 | 1000 | 1.8 | 1.8 | 1.8 | 2.34 | 2.34 | 2.34 | 360000 | 0.8599 | 12 | 7 | 95 | 90 | 31.5 | 36.5 | 4036.4 | -7625.6 | 4037.3 | 200 | -0.015 | 0.0038 | 0.02 | 48 | 2 | 3 | 3 | 5 | 14400 | 7 | 418653.3318 | 778653.3318 | 17183.7709 | 19983.4526 | 37167.2235 | 1 | 18692.6694 | 18.88 | 3920.1909 | 0.6 | 0.4 | 0.2 | 0.1 | 0 | 17.1838 | 8 | 4.19 | 1000 | 1.8 | 2.34 | 0.03096 | 0.043 | 0.03096 | 0.043 | 0.03096 | 0.043 | 5 | 5 | 5 | 1 | 1 | 9 | 1 | 10 | 2 | 1 | 10 | 1 | 12 | 17183.7709 | 17.1838 | 122463.8532 | 3006.2726 | 19983.4526 | 19.9835 | 131302.893 | 3748.4073 | 37167.2235 | 37.1672 | 176119.6957 | 9351.2573 | 0 | 0.06218 | 0.0028099 | 0.0678 | 1180.8 | 0.052895 | 0.1548 | 20 | 10 | 14 | 6 | 1 | 4 | 1661.53 | 1008.62 | 652.91 | 3960 | 668.48 | 40.4167 | 13.91 | 35 | 222 | 0.2 | 0 | 3.6 | 3.1416 | 0.7 | 4.19 | 1000 | 1.8 | 2.34 | 13 | 8.72 | 3200 | 0.84 | 1.29
109 | 4.19 | 4.19 | 4.19 | 1000 | 1000 | 1000 | 1.8 | 1.8 | 1.8 | 2.34 | 2.34 | 2.34 | 360000 | 0.8599 | 12 | 7 | 95 | 90 | 31.5 | 36.5 | 4036.4 | -7625.6 | 4037.3 | 200 | -0.015 | 0.0038 | 0.02 | 48 | 2 | 3 | 3 | 5 | 14400 | 7 | 418653.3318 | 778653.3318 | 17183.7709 | 19983.4526 | 37167.2235 | 1 | 18692.6694 | 18.88 | 3920.1909 | 0.6 | 0.4 | 0.2 | 0.1 | 0 | 17.1838 | 8 | 4.19 | 1000 | 1.8 | 2.34 | 0.03096 | 0.043 | 0.03096 | 0.043 | 0.03096 | 0.043 | 5 | 5 | 5 | 1 | 1 | 9 | 1 | 10 | 2 | 1 | 10 | 1 | 12 | 17183.7709 | 17.1838 | 122463.8532 | 3006.2726 | 19983.4526 | 19.9835 | 131302.893 | 3748.4073 | 37167.2235 | 37.1672 | 176119.6957 | 9351.2573 | 0 | 0.06218 | 0.0028099 | 0.0678 | 1180.8 | 0.052895 | 0.1548 | 20 | 10 | 14 | 6 | 1 | 4 | 1661.53 | 1008.62 | 652.91 | 3960 | 668.48 | 40.4167 | 13.91 | 35 | 222 | 0.2 | 0 | 3.6 | 3.1416 | 0.7 | 4.19 | 1000 | 1.8 | 2.34 | 13 | 8.72 | 3200 | 0.84 | 1.29
110 | 4.19 | 4.19 | 4.19 | 1000 | 1000 | 1000 | 1.8 | 1.8 | 1.8 | 2.34 | 2.34 | 2.34 | 360000 | 0.8599 | 12 | 7 | 95 | 90 | 31.5 | 36.5 | 4036.4 | -7625.6 | 4037.3 | 200 | -0.015 | 0.0038 | 0.02 | 48 | 2 | 3 | 3 | 5 | 14400 | 7 | 418653.3318 | 778653.3318 | 17183.7709 | 19983.4526 | 37167.2235 | 1 | 18692.6694 | 18.88 | 3920.1909 | 0.6 | 0.4 | 0.2 | 0.1 | 0 | 17.1838 | 8 | 4.19 | 1000 | 1.8 | 2.34 | 0.03096 | 0.043 | 0.03096 | 0.043 | 0.03096 | 0.043 | 5 | 5 | 5 | 1 | 1 | 9 | 1 | 10 | 2 | 1 | 10 | 1 | 12 | 17183.7709 | 17.1838 | 122463.8532 | 3006.2726 | 19983.4526 | 19.9835 | 131302.893 | 3748.4073 | 37167.2235 | 37.1672 | 176119.6957 | 9351.2573 | 0 | 0.06218 | 0.0028099 | 0.0678 | 1180.8 | 0.052895 | 0.1548 | 20 | 10 | 14 | 6 | 1 | 4 | 1661.53 | 1008.62 | 652.91 | 3960 | 668.48 | 40.4167 | 13.91 | 35 | 222 | 0.2 | 0 | 3.6 | 3.1416 | 0.7 | 4.19 | 1000 | 1.8 | 2.34 | 13 | 8.72 | 3200 | 0.84 | 1.29
111 | 4.19 | 4.19 | 4.19 | 1000 | 1000 | 1000 | 1.8 | 1.8 | 1.8 | 2.34 | 2.34 | 2.34 | 360000 | 0.8599 | 12 | 7 | 95 | 90 | 31.5 | 36.5 | 4036.4 | -7625.6 | 4037.3 | 200 | -0.015 | 0.0038 | 0.02 | 48 | 2 | 3 | 3 | 5 | 14400 | 7 | 418653.3318 | 778653.3318 | 17183.7709 | 19983.4526 | 37167.2235 | 1 | 18692.6694 | 18.88 | 3920.1909 | 0.6 | 0.4 | 0.2 | 0.1 | 0 | 17.1838 | 8 | 4.19 | 1000 | 1.8 | 2.34 | 0.03096 | 0.043 | 0.03096 | 0.043 | 0.03096 | 0.043 | 5 | 5 | 5 | 1 | 1 | 9 | 1 | 10 | 2 | 1 | 10 | 1 | 12 | 17183.7709 | 17.1838 | 122463.8532 | 3006.2726 | 19983.4526 | 19.9835 | 131302.893 | 3748.4073 | 37167.2235 | 37.1672 | 176119.6957 | 9351.2573 | 0 | 0.06218 | 0.0028099 | 0.0678 | 1180.8 | 0.052895 | 0.1548 | 20 | 10 | 14 | 6 | 1 | 4 | 1661.53 | 1008.62 | 652.91 | 3960 | 668.48 | 40.4167 | 13.91 | 35 | 222 | 0.2 | 0 | 3.6 | 3.1416 | 0.7 | 4.19 | 1000 | 1.8 | 2.34 | 13 | 8.72 | 3200 | 0.84 | 1.29
112 | 4.19 | 4.19 | 4.19 | 1000 | 1000 | 1000 | 1.8 | 1.8 | 1.8 | 2.34 | 2.34 | 2.34 | 360000 | 0.8599 | 12 | 7 | 95 | 90 | 31.5 | 36.5 | 4036.4 | -7625.6 | 4037.3 | 200 | -0.015 | 0.0038 | 0.02 | 48 | 2 | 3 | 3 | 5 | 14400 | 7 | 418653.3318 | 778653.3318 | 17183.7709 | 19983.4526 | 37167.2235 | 1 | 18692.6694 | 18.88 | 3920.1909 | 0.6 | 0.4 | 0.2 | 0.1 | 0 | 17.1838 | 8 | 4.19 | 1000 | 1.8 | 2.34 | 0.03096 | 0.043 | 0.03096 | 0.043 | 0.03096 | 0.043 | 5 | 5 | 5 | 1 | 1 | 9 | 1 | 10 | 2 | 1 | 10 | 1 | 12 | 17183.7709 | 17.1838 | 122463.8532 | 3006.2726 | 19983.4526 | 19.9835 | 131302.893 | 3748.4073 | 37167.2235 | 37.1672 | 176119.6957 | 9351.2573 | 0 | 0.06218 | 0.0028099 | 0.0678 | 1180.8 | 0.052895 | 0.1548 | 20 | 10 | 14 | 6 | 1 | 4 | 1661.53 | 1008.62 | 652.91 | 3960 | 668.48 | 40.4167 | 13.91 | 35 | 222 | 0.2 | 0 | 3.6 | 3.1416 | 0.7 | 4.19 | 1000 | 1.8 | 2.34 | 13 | 8.72 | 3200 | 0.84 | 1.29
113 | 4.19 | 4.19 | 4.19 | 1000 | 1000 | 1000 | 1.8 | 1.8 | 1.8 | 2.34 | 2.34 | 2.34 | 360000 | 0.8599 | 12 | 7 | 95 | 90 | 31.5 | 36.5 | 4036.4 | -7625.6 | 4037.3 | 200 | -0.015 | 0.0038 | 0.02 | 48 | 2 | 3 | 3 | 5 | 14400 | 7 | 418653.3318 | 778653.3318 | 17183.7709 | 19983.4526 | 37167.2235 | 1 | 18692.6694 | 18.88 | 3920.1909 | 0.6 | 0.4 | 0.2 | 0.1 | 0 | 17.1838 | 8 | 4.19 | 1000 | 1.8 | 2.34 | 0.03096 | 0.043 | 0.03096 | 0.043 | 0.03096 | 0.043 | 5 | 5 | 5 | 1 | 1 | 9 | 1 | 10 | 2 | 1 | 10 | 1 | 12 | 17183.7709 | 17.1838 | 122463.8532 | 3006.2726 | 19983.4526 | 19.9835 | 131302.893 | 3748.4073 | 37167.2235 | 37.1672 | 176119.6957 | 9351.2573 | 0 | 0.06218 | 0.0028099 | 0.0678 | 1180.8 | 0.052895 | 0.1548 | 20 | 10 | 14 | 6 | 1 | 4 | 1661.53 | 1008.62 | 652.91 | 3960 | 668.48 | 40.4167 | 13.91 | 35 | 222 | 0.2 | 0 | 3.6 | 3.1416 | 0.7 | 4.19 | 1000 | 1.8 | 2.34 | 13 | 8.72 | 3200 | 0.84 | 1.29
114 | 4.19 | 4.19 | 4.19 | 1000 | 1000 | 1000 | 1.8 | 1.8 | 1.8 | 2.34 | 2.34 | 2.34 | 360000 | 0.8599 | 12 | 7 | 95 | 90 | 31.5 | 36.5 | 4036.4 | -7625.6 | 4037.3 | 200 | -0.015 | 0.0038 | 0.02 | 48 | 2 | 3 | 3 | 5 | 14400 | 7 | 418653.3318 | 778653.3318 | 17183.7709 | 19983.4526 | 37167.2235 | 1 | 18692.6694 | 18.88 | 3920.1909 | 0.6 | 0.4 | 0.2 | 0.1 | 0 | 17.1838 | 8 | 4.19 | 1000 | 1.8 | 2.34 | 0.03096 | 0.043 | 0.03096 | 0.043 | 0.03096 | 0.043 | 5 | 5 | 5 | 1 | 1 | 9 | 1 | 10 | 2 | 1 | 10 | 1 | 12 | 17183.7709 | 17.1838 | 122463.8532 | 3006.2726 | 19983.4526 | 19.9835 | 131302.893 | 3748.4073 | 37167.2235 | 37.1672 | 176119.6957 | 9351.2573 | 0 | 0.06218 | 0.0028099 | 0.0678 | 1180.8 | 0.052895 | 0.1548 | 20 | 10 | 14 | 6 | 1 | 4 | 1661.53 | 1008.62 | 652.91 | 3960 | 668.48 | 40.4167 | 13.91 | 35 | 222 | 0.2 | 0 | 3.6 | 3.1416 | 0.7 | 4.19 | 1000 | 1.8 | 2.34 | 13 | 8.72 | 3200 | 0.84 | 1.29
115 | 4.19 | 4.19 | 4.19 | 1000 | 1000 | 1000 | 1.8 | 1.8 | 1.8 | 2.34 | 2.34 | 2.34 | 360000 | 0.8599 | 12 | 7 | 95 | 90 | 31.5 | 36.5 | 4036.4 | -7625.6 | 4037.3 | 200 | -0.015 | 0.0038 | 0.02 | 48 | 2 | 3 | 3 | 5 | 14400 | 7 | 418653.3318 | 778653.3318 | 17183.7709 | 19983.4526 | 37167.2235 | 1 | 18692.6694 | 18.88 | 3920.1909 | 0.6 | 0.4 | 0.2 | 0.1 | 0 | 17.1838 | 8 | 4.19 | 1000 | 1.8 | 2.34 | 0.03096 | 0.043 | 0.03096 | 0.043 | 0.03096 | 0.043 | 5 | 5 | 5 | 1 | 1 | 9 | 1 | 10 | 2 | 1 | 10 | 1 | 12 | 17183.7709 | 17.1838 | 122463.8532 | 3006.2726 | 19983.4526 | 19.9835 | 131302.893 | 3748.4073 | 37167.2235 | 37.1672 | 176119.6957 | 9351.2573 | 0 | 0.06218 | 0.0028099 | 0.0678 | 1180.8 | 0.052895 | 0.1548 | 20 | 10 | 14 | 6 | 1 | 4 | 1661.53 | 1008.62 | 652.91 | 3960 | 668.48 | 40.4167 | 13.91 | 35 | 222 | 0.2 | 0 | 3.6 | 3.1416 | 0.7 | 4.19 | 1000 | 1.8 | 2.34 | 13 | 8.72 | 3200 | 0.84 | 1.29
116 | 4.19 | 4.19 | 4.19 | 1000 | 1000 | 1000 | 1.8 | 1.8 | 1.8 | 2.34 | 2.34 | 2.34 | 360000 | 0.8599 | 12 | 7 | 95 | 90 | 31.5 | 36.5 | 4036.4 | -7625.6 | 4037.3 | 200 | -0.015 | 0.0038 | 0.02 | 48 | 2 | 3 | 3 | 5 | 14400 | 7 | 418653.3318 | 778653.3318 | 17183.7709 | 19983.4526 | 37167.2235 | 1 | 18692.6694 | 18.88 | 3920.1909 | 0.6 | 0.4 | 0.2 | 0.1 | 0 | 17.1838 | 8 | 4.19 | 1000 | 1.8 | 2.34 | 0.03096 | 0.043 | 0.03096 | 0.043 | 0.03096 | 0.043 | 5 | 5 | 5 | 1 | 1 | 9 | 1 | 10 | 2 | 1 | 10 | 1 | 12 | 17183.7709 | 17.1838 | 122463.8532 | 3006.2726 | 19983.4526 | 19.9835 | 131302.893 | 3748.4073 | 37167.2235 | 37.1672 | 176119.6957 | 9351.2573 | 0 | 0.06218 | 0.0028099 | 0.0678 | 1180.8 | 0.052895 | 0.1548 | 20 | 10 | 14 | 6 | 1 | 4 | 1661.53 | 1008.62 | 652.91 | 3960 | 668.48 | 40.4167 | 13.91 | 35 | 222 | 0.2 | 0 | 3.6 | 3.1416 | 0.7 | 4.19 | 1000 | 1.8 | 2.34 | 13 | 8.72 | 3200 | 0.84 | 1.29
117 | 4.19 | 4.19 | 4.19 | 1000 | 1000 | 1000 | 1.8 | 1.8 | 1.8 | 2.34 | 2.34 | 2.34 | 360000 | 0.8599 | 12 | 7 | 95 | 90 | 31.5 | 36.5 | 4036.4 | -7625.6 | 4037.3 | 200 | -0.015 | 0.0038 | 0.02 | 48 | 2 | 3 | 3 | 5 | 14400 | 7 | 418653.3318 | 778653.3318 | 17183.7709 | 19983.4526 | 37167.2235 | 1 | 18692.6694 | 18.88 | 3920.1909 | 0.6 | 0.4 | 0.2 | 0.1 | 0 | 17.1838 | 8 | 4.19 | 1000 | 1.8 | 2.34 | 0.03096 | 0.043 | 0.03096 | 0.043 | 0.03096 | 0.043 | 5 | 5 | 5 | 1 | 1 | 9 | 1 | 10 | 2 | 1 | 10 | 1 | 12 | 17183.7709 | 17.1838 | 122463.8532 | 3006.2726 | 19983.4526 | 19.9835 | 131302.893 | 3748.4073 | 37167.2235 | 37.1672 | 176119.6957 | 9351.2573 | 0 | 0.06218 | 0.0028099 | 0.0678 | 1180.8 | 0.052895 | 0.1548 | 20 | 10 | 14 | 6 | 1 | 4 | 1661.53 | 1008.62 | 652.91 | 3960 | 668.48 | 40.4167 | 13.91 | 35 | 222 | 0.2 | 0 | 3.6 | 3.1416 | 0.7 | 4.19 | 1000 | 1.8 | 2.34 | 13 | 8.72 | 3200 | 0.84 | 1.29
118 | 4.19 | 4.19 | 4.19 | 1000 | 1000 | 1000 | 1.8 | 1.8 | 1.8 | 2.34 | 2.34 | 2.34 | 360000 | 0.8599 | 12 | 7 | 95 | 90 | 31.5 | 36.5 | 4036.4 | -7625.6 | 4037.3 | 200 | -0.015 | 0.0038 | 0.02 | 48 | 2 | 3 | 3 | 5 | 14400 | 7 | 418653.3318 | 778653.3318 | 17183.7709 | 19983.4526 | 37167.2235 | 1 | 18692.6694 | 18.88 | 3920.1909 | 0.6 | 0.4 | 0.2 | 0.1 | 0 | 17.1838 | 8 | 4.19 | 1000 | 1.8 | 2.34 | 0.03096 | 0.043 | 0.03096 | 0.043 | 0.03096 | 0.043 | 5 | 5 | 5 | 1 | 1 | 9 | 1 | 10 | 2 | 1 | 10 | 1 | 12 | 17183.7709 | 17.1838 | 122463.8532 | 3006.2726 | 19983.4526 | 19.9835 | 131302.893 | 3748.4073 | 37167.2235 | 37.1672 | 176119.6957 | 9351.2573 | 0 | 0.06218 | 0.0028099 | 0.0678 | 1180.8 | 0.052895 | 0.1548 | 20 | 10 | 14 | 6 | 1 | 4 | 1661.53 | 1008.62 | 652.91 | 3960 | 668.48 | 40.4167 | 13.91 | 35 | 222 | 0.2 | 0 | 3.6 | 3.1416 | 0.7 | 4.19 | 1000 | 1.8 | 2.34 | 13 | 8.72 | 3200 | 0.84 | 1.29
119 | 4.19 | 4.19 | 4.19 | 1000 | 1000 | 1000 | 1.8 | 1.8 | 1.8 | 2.34 | 2.34 | 2.34 | 360000 | 0.8599 | 12 | 7 | 95 | 90 | 31.5 | 36.5 | 4036.4 | -7625.6 | 4037.3 | 200 | -0.015 | 0.0038 | 0.02 | 48 | 2 | 3 | 3 | 5 | 14400 | 7 | 418653.3318 | 778653.3318 | 17183.7709 | 19983.4526 | 37167.2235 | 1 | 18692.6694 | 18.88 | 3920.1909 | 0.6 | 0.4 | 0.2 | 0.1 | 0 | 17.1838 | 8 | 4.19 | 1000 | 1.8 | 2.34 | 0.03096 | 0.043 | 0.03096 | 0.043 | 0.03096 | 0.043 | 5 | 5 | 5 | 1 | 1 | 9 | 1 | 10 | 2 | 1 | 10 | 1 | 12 | 17183.7709 | 17.1838 | 122463.8532 | 3006.2726 | 19983.4526 | 19.9835 | 131302.893 | 3748.4073 | 37167.2235 | 37.1672 | 176119.6957 | 9351.2573 | 0 | 0.06218 | 0.0028099 | 0.0678 | 1180.8 | 0.052895 | 0.1548 | 20 | 10 | 14 | 6 | 1 | 4 | 1661.53 | 1008.62 | 652.91 | 3960 | 668.48 | 40.4167 | 13.91 | 35 | 222 | 0.2 | 0 | 3.6 | 3.1416 | 0.7 | 4.19 | 1000 | 1.8 | 2.34 | 13 | 8.72 | 3200 | 0.84 | 1.29
120 | 4.19 | 4.19 | 4.19 | 1000 | 1000 | 1000 | 1.8 | 1.8 | 1.8 | 2.34 | 2.34 | 2.34 | 360000 | 0.8599 | 12 | 7 | 95 | 90 | 31.5 | 36.5 | 4036.4 | -7625.6 | 4037.3 | 200 | -0.015 | 0.0038 | 0.02 | 48 | 2 | 3 | 3 | 5 | 14400 | 7 | 418653.3318 | 778653.3318 | 17183.7709 | 19983.4526 | 37167.2235 | 1 | 18692.6694 | 18.88 | 3920.1909 | 0.6 | 0.4 | 0.2 | 0.1 | 0 | 17.1838 | 8 | 4.19 | 1000 | 1.8 | 2.34 | 0.03096 | 0.043 | 0.03096 | 0.043 | 0.03096 | 0.043 | 5 | 5 | 5 | 1 | 1 | 9 | 1 | 10 | 2 | 1 | 10 | 1 | 12 | 17183.7709 | 17.1838 | 122463.8532 | 3006.2726 | 19983.4526 | 19.9835 | 131302.893 | 3748.4073 | 37167.2235 | 37.1672 | 176119.6957 | 9351.2573 | 0 | 0.06218 | 0.0028099 | 0.0678 | 1180.8 | 0.052895 | 0.1548 | 20 | 10 | 14 | 6 | 1 | 4 | 1661.53 | 1008.62 | 652.91 | 3960 | 668.48 | 40.4167 | 13.91 | 35 | 222 | 0.2 | 0 | 3.6 | 3.1416 | 0.7 | 4.19 | 1000 | 1.8 | 2.34 | 13 | 8.72 | 3200 | 0.84 | 1.29
121 | 4.19 | 4.19 | 4.19 | 1000 | 1000 | 1000 | 1.8 | 1.8 | 1.8 | 2.34 | 2.34 | 2.34 | 360000 | 0.8599 | 12 | 7 | 95 | 90 | 31.5 | 36.5 | 4036.4 | -7625.6 | 4037.3 | 200 | -0.015 | 0.0038 | 0.02 | 48 | 2 | 3 | 3 | 5 | 14400 | 7 | 418653.3318 | 778653.3318 | 17183.7709 | 19983.4526 | 37167.2235 | 1 | 18692.6694 | 18.88 | 3920.1909 | 0.6 | 0.4 | 0.2 | 0.1 | 0 | 17.1838 | 8 | 4.19 | 1000 | 1.8 | 2.34 | 0.03096 | 0.043 | 0.03096 | 0.043 | 0.03096 | 0.043 | 5 | 5 | 5 | 1 | 1 | 9 | 1 | 10 | 2 | 1 | 10 | 1 | 12 | 17183.7709 | 17.1838 | 122463.8532 | 3006.2726 | 19983.4526 | 19.9835 | 131302.893 | 3748.4073 | 37167.2235 | 37.1672 | 176119.6957 | 9351.2573 | 0 | 0.06218 | 0.0028099 | 0.0678 | 1180.8 | 0.052895 | 0.1548 | 20 | 10 | 14 | 6 | 1 | 4 | 1661.53 | 1008.62 | 652.91 | 3960 | 668.48 | 40.4167 | 13.91 | 35 | 222 | 0.2 | 0 | 3.6 | 3.1416 | 0.7 | 4.19 | 1000 | 1.8 | 2.34 | 13 | 8.72 | 3200 | 0.84 | 1.29
122 | 4.19 | 4.19 | 4.19 | 1000 | 1000 | 1000 | 1.8 | 1.8 | 1.8 | 2.34 | 2.34 | 2.34 | 360000 | 0.8599 | 12 | 7 | 95 | 90 | 31.5 | 36.5 | 4036.4 | -7625.6 | 4037.3 | 200 | -0.015 | 0.0038 | 0.02 | 48 | 2 | 3 | 3 | 5 | 14400 | 7 | 418653.3318 | 778653.3318 | 17183.7709 | 19983.4526 | 37167.2235 | 1 | 18692.6694 | 18.88 | 3920.1909 | 0.6 | 0.4 | 0.2 | 0.1 | 0 | 17.1838 | 8 | 4.19 | 1000 | 1.8 | 2.34 | 0.03096 | 0.043 | 0.03096 | 0.043 | 0.03096 | 0.043 | 5 | 5 | 5 | 1 | 1 | 9 | 1 | 10 | 2 | 1 | 10 | 1 | 12 | 17183.7709 | 17.1838 | 122463.8532 | 3006.2726 | 19983.4526 | 19.9835 | 131302.893 | 3748.4073 | 37167.2235 | 37.1672 | 176119.6957 | 9351.2573 | 0 | 0.06218 | 0.0028099 | 0.0678 | 1180.8 | 0.052895 | 0.1548 | 20 | 10 | 14 | 6 | 1 | 4 | 1661.53 | 1008.62 | 652.91 | 3960 | 668.48 | 40.4167 | 13.91 | 35 | 222 | 0.2 | 0 | 3.6 | 3.1416 | 0.7 | 4.19 | 1000 | 1.8 | 2.34 | 13 | 8.72 | 3200 | 0.84 | 1.29
123 | 4.19 | 4.19 | 4.19 | 1000 | 1000 | 1000 | 1.8 | 1.8 | 1.8 | 2.34 | 2.34 | 2.34 | 360000 | 0.8599 | 12 | 7 | 95 | 90 | 31.5 | 36.5 | 4036.4 | -7625.6 | 4037.3 | 200 | -0.015 | 0.0038 | 0.02 | 48 | 2 | 3 | 3 | 5 | 14400 | 7 | 418653.3318 | 778653.3318 | 17183.7709 | 19983.4526 | 37167.2235 | 1 | 18692.6694 | 18.88 | 3920.1909 | 0.6 | 0.4 | 0.2 | 0.1 | 0 | 17.1838 | 8 | 4.19 | 1000 | 1.8 | 2.34 | 0.03096 | 0.043 | 0.03096 | 0.043 | 0.03096 | 0.043 | 5 | 5 | 5 | 1 | 1 | 9 | 1 | 10 | 2 | 1 | 10 | 1 | 12 | 17183.7709 | 17.1838 | 122463.8532 | 3006.2726 | 19983.4526 | 19.9835 | 131302.893 | 3748.4073 | 37167.2235 | 37.1672 | 176119.6957 | 9351.2573 | 0 | 0.06218 | 0.0028099 | 0.0678 | 1180.8 | 0.052895 | 0.1548 | 20 | 10 | 14 | 6 | 1 | 4 | 1661.53 | 1008.62 | 652.91 | 3960 | 668.48 | 40.4167 | 13.91 | 35 | 222 | 0.2 | 0 | 3.6 | 3.1416 | 0.7 | 4.19 | 1000 | 1.8 | 2.34 | 13 | 8.72 | 3200 | 0.84 | 1.29
124 | 4.19 | 4.19 | 4.19 | 1000 | 1000 | 1000 | 1.8 | 1.8 | 1.8 | 2.34 | 2.34 | 2.34 | 360000 | 0.8599 | 12 | 7 | 95 | 90 | 31.5 | 36.5 | 4036.4 | -7625.6 | 4037.3 | 200 | -0.015 | 0.0038 | 0.02 | 48 | 2 | 3 | 3 | 5 | 14400 | 7 | 418653.3318 | 778653.3318 | 17183.7709 | 19983.4526 | 37167.2235 | 1 | 18692.6694 | 18.88 | 3920.1909 | 0.6 | 0.4 | 0.2 | 0.1 | 0 | 17.1838 | 8 | 4.19 | 1000 | 1.8 | 2.34 | 0.03096 | 0.043 | 0.03096 | 0.043 | 0.03096 | 0.043 | 5 | 5 | 5 | 1 | 1 | 9 | 1 | 10 | 2 | 1 | 10 | 1 | 12 | 17183.7709 | 17.1838 | 122463.8532 | 3006.2726 | 19983.4526 | 19.9835 | 131302.893 | 3748.4073 | 37167.2235 | 37.1672 | 176119.6957 | 9351.2573 | 0 | 0.06218 | 0.0028099 | 0.0678 | 1180.8 | 0.052895 | 0.1548 | 20 | 10 | 14 | 6 | 1 | 4 | 1661.53 | 1008.62 | 652.91 | 3960 | 668.48 | 40.4167 | 13.91 | 35 | 222 | 0.2 | 0 | 3.6 | 3.1416 | 0.7 | 4.19 | 1000 | 1.8 | 2.34 | 13 | 8.72 | 3200 | 0.84 | 1.29
125 | 4.19 | 4.19 | 4.19 | 1000 | 1000 | 1000 | 1.8 | 1.8 | 1.8 | 2.34 | 2.34 | 2.34 | 360000 | 0.8599 | 12 | 7 | 95 | 90 | 31.5 | 36.5 | 4036.4 | -7625.6 | 4037.3 | 200 | -0.015 | 0.0038 | 0.02 | 48 | 2 | 3 | 3 | 5 | 14400 | 7 | 418653.3318 | 778653.3318 | 17183.7709 | 19983.4526 | 37167.2235 | 1 | 18692.6694 | 18.88 | 3920.1909 | 0.6 | 0.4 | 0.2 | 0.1 | 0 | 17.1838 | 8 | 4.19 | 1000 | 1.8 | 2.34 | 0.03096 | 0.043 | 0.03096 | 0.043 | 0.03096 | 0.043 | 5 | 5 | 5 | 1 | 1 | 9 | 1 | 10 | 2 | 1 | 10 | 1 | 12 | 17183.7709 | 17.1838 | 122463.8532 | 3006.2726 | 19983.4526 | 19.9835 | 131302.893 | 3748.4073 | 37167.2235 | 37.1672 | 176119.6957 | 9351.2573 | 0 | 0.06218 | 0.0028099 | 0.0678 | 1180.8 | 0.052895 | 0.1548 | 20 | 10 | 14 | 6 | 1 | 4 | 1661.53 | 1008.62 | 652.91 | 3960 | 668.48 | 40.4167 | 13.91 | 35 | 222 | 0.2 | 0 | 3.6 | 3.1416 | 0.7 | 4.19 | 1000 | 1.8 | 2.34 | 13 | 8.72 | 3200 | 0.84 | 1.29
126 | 4.19 | 4.19 | 4.19 | 1000 | 1000 | 1000 | 1.8 | 1.8 | 1.8 | 2.34 | 2.34 | 2.34 | 360000 | 0.8599 | 12 | 7 | 95 | 90 | 31.5 | 36.5 | 4036.4 | -7625.6 | 4037.3 | 200 | -0.015 | 0.0038 | 0.02 | 48 | 2 | 3 | 3 | 5 | 14400 | 7 | 418653.3318 | 778653.3318 | 17183.7709 | 19983.4526 | 37167.2235 | 1 | 18692.6694 | 18.88 | 3920.1909 | 0.6 | 0.4 | 0.2 | 0.1 | 0 | 17.1838 | 8 | 4.19 | 1000 | 1.8 | 2.34 | 0.03096 | 0.043 | 0.03096 | 0.043 | 0.03096 | 0.043 | 5 | 5 | 5 | 1 | 1 | 9 | 1 | 10 | 2 | 1 | 10 | 1 | 12 | 17183.7709 | 17.1838 | 122463.8532 | 3006.2726 | 19983.4526 | 19.9835 | 131302.893 | 3748.4073 | 37167.2235 | 37.1672 | 176119.6957 | 9351.2573 | 0 | 0.06218 | 0.0028099 | 0.0678 | 1180.8 | 0.052895 | 0.1548 | 20 | 10 | 14 | 6 | 1 | 4 | 1661.53 | 1008.62 | 652.91 | 3960 | 668.48 | 40.4167 | 13.91 | 35 | 222 | 0.2 | 0 | 3.6 | 3.1416 | 0.7 | 4.19 | 1000 | 1.8 | 2.34 | 13 | 8.72 | 3200 | 0.84 | 1.29
127 | 4.19 | 4.19 | 4.19 | 1000 | 1000 | 1000 | 1.8 | 1.8 | 1.8 | 2.34 | 2.34 | 2.34 | 360000 | 0.8599 | 12 | 7 | 95 | 90 | 31.5 | 36.5 | 4036.4 | -7625.6 | 4037.3 | 200 | -0.015 | 0.0038 | 0.02 | 48 | 2 | 3 | 3 | 5 | 14400 | 7 | 418653.3318 | 778653.3318 | 17183.7709 | 19983.4526 | 37167.2235 | 1 | 18692.6694 | 18.88 | 3920.1909 | 0.6 | 0.4 | 0.2 | 0.1 | 0 | 17.1838 | 8 | 4.19 | 1000 | 1.8 | 2.34 | 0.03096 | 0.043 | 0.03096 | 0.043 | 0.03096 | 0.043 | 5 | 5 | 5 | 1 | 1 | 9 | 1 | 10 | 2 | 1 | 10 | 1 | 12 | 17183.7709 | 17.1838 | 122463.8532 | 3006.2726 | 19983.4526 | 19.9835 | 131302.893 | 3748.4073 | 37167.2235 | 37.1672 | 176119.6957 | 9351.2573 | 0 | 0.06218 | 0.0028099 | 0.0678 | 1180.8 | 0.052895 | 0.1548 | 20 | 10 | 14 | 6 | 1 | 4 | 1661.53 | 1008.62 | 652.91 | 3960 | 668.48 | 40.4167 | 13.91 | 35 | 222 | 0.2 | 0 | 3.6 | 3.1416 | 0.7 | 4.19 | 1000 | 1.8 | 2.34 | 13 | 8.72 | 3200 | 0.84 | 1.29
128 | 4.19 | 4.19 | 4.19 | 1000 | 1000 | 1000 | 1.8 | 1.8 | 1.8 | 2.34 | 2.34 | 2.34 | 360000 | 0.8599 | 12 | 7 | 95 | 90 | 31.5 | 36.5 | 4036.4 | -7625.6 | 4037.3 | 200 | -0.015 | 0.0038 | 0.02 | 48 | 2 | 3 | 3 | 5 | 14400 | 7 | 418653.3318 | 778653.3318 | 17183.7709 | 19983.4526 | 37167.2235 | 1 | 18692.6694 | 18.88 | 3920.1909 | 0.6 | 0.4 | 0.2 | 0.1 | 0 | 17.1838 | 8 | 4.19 | 1000 | 1.8 | 2.34 | 0.03096 | 0.043 | 0.03096 | 0.043 | 0.03096 | 0.043 | 5 | 5 | 5 | 1 | 1 | 9 | 1 | 10 | 2 | 1 | 10 | 1 | 12 | 17183.7709 | 17.1838 | 122463.8532 | 3006.2726 | 19983.4526 | 19.9835 | 131302.893 | 3748.4073 | 37167.2235 | 37.1672 | 176119.6957 | 9351.2573 | 0 | 0.06218 | 0.0028099 | 0.0678 | 1180.8 | 0.052895 | 0.1548 | 20 | 10 | 14 | 6 | 1 | 4 | 1661.53 | 1008.62 | 652.91 | 3960 | 668.48 | 40.4167 | 13.91 | 35 | 222 | 0.2 | 0 | 3.6 | 3.1416 | 0.7 | 4.19 | 1000 | 1.8 | 2.34 | 13 | 8.72 | 3200 | 0.84 | 1.29
129 | 4.19 | 4.19 | 4.19 | 1000 | 1000 | 1000 | 1.8 | 1.8 | 1.8 | 2.34 | 2.34 | 2.34 | 360000 | 0.8599 | 12 | 7 | 95 | 90 | 31.5 | 36.5 | 4036.4 | -7625.6 | 4037.3 | 200 | -0.015 | 0.0038 | 0.02 | 48 | 2 | 3 | 3 | 5 | 14400 | 7 | 418653.3318 | 778653.3318 | 17183.7709 | 19983.4526 | 37167.2235 | 1 | 18692.6694 | 18.88 | 3920.1909 | 0.6 | 0.4 | 0.2 | 0.1 | 0 | 17.1838 | 8 | 4.19 | 1000 | 1.8 | 2.34 | 0.03096 | 0.043 | 0.03096 | 0.043 | 0.03096 | 0.043 | 5 | 5 | 5 | 1 | 1 | 9 | 1 | 10 | 2 | 1 | 10 | 1 | 12 | 17183.7709 | 17.1838 | 122463.8532 | 3006.2726 | 19983.4526 | 19.9835 | 131302.893 | 3748.4073 | 37167.2235 | 37.1672 | 176119.6957 | 9351.2573 | 0 | 0.06218 | 0.0028099 | 0.0678 | 1180.8 | 0.052895 | 0.1548 | 20 | 10 | 14 | 6 | 1 | 4 | 1661.53 | 1008.62 | 652.91 | 3960 | 668.48 | 40.4167 | 13.91 | 35 | 222 | 0.2 | 0 | 3.6 | 3.1416 | 0.7 | 4.19 | 1000 | 1.8 | 2.34 | 13 | 8.72 | 3200 | 0.84 | 1.29
130 | 4.19 | 4.19 | 4.19 | 1000 | 1000 | 1000 | 1.8 | 1.8 | 1.8 | 2.34 | 2.34 | 2.34 | 360000 | 0.8599 | 12 | 7 | 95 | 90 | 31.5 | 36.5 | 4036.4 | -7625.6 | 4037.3 | 200 | -0.015 | 0.0038 | 0.02 | 48 | 2 | 3 | 3 | 5 | 14400 | 7 | 418653.3318 | 778653.3318 | 17183.7709 | 19983.4526 | 37167.2235 | 1 | 18692.6694 | 18.88 | 3920.1909 | 0.6 | 0.4 | 0.2 | 0.1 | 0 | 17.1838 | 8 | 4.19 | 1000 | 1.8 | 2.34 | 0.03096 | 0.043 | 0.03096 | 0.043 | 0.03096 | 0.043 | 5 | 5 | 5 | 1 | 1 | 9 | 1 | 10 | 2 | 1 | 10 | 1 | 12 | 17183.7709 | 17.1838 | 122463.8532 | 3006.2726 | 19983.4526 | 19.9835 | 131302.893 | 3748.4073 | 37167.2235 | 37.1672 | 176119.6957 | 9351.2573 | 0 | 0.06218 | 0.0028099 | 0.0678 | 1180.8 | 0.052895 | 0.1548 | 20 | 10 | 14 | 6 | 1 | 4 | 1661.53 | 1008.62 | 652.91 | 3960 | 668.48 | 40.4167 | 13.91 | 35 | 222 | 0.2 | 0 | 3.6 | 3.1416 | 0.7 | 4.19 | 1000 | 1.8 | 2.34 | 13 | 8.72 | 3200 | 0.84 | 1.29
131 | 4.19 | 4.19 | 4.19 | 1000 | 1000 | 1000 | 1.8 | 1.8 | 1.8 | 2.34 | 2.34 | 2.34 | 360000 | 0.8599 | 12 | 7 | 95 | 90 | 31.5 | 36.5 | 4036.4 | -7625.6 | 4037.3 | 200 | -0.015 | 0.0038 | 0.02 | 48 | 2 | 3 | 3 | 5 | 14400 | 7 | 418653.3318 | 778653.3318 | 17183.7709 | 19983.4526 | 37167.2235 | 1 | 18692.6694 | 18.88 | 3920.1909 | 0.6 | 0.4 | 0.2 | 0.1 | 0 | 17.1838 | 8 | 4.19 | 1000 | 1.8 | 2.34 | 0.03096 | 0.043 | 0.03096 | 0.043 | 0.03096 | 0.043 | 5 | 5 | 5 | 1 | 1 | 9 | 1 | 10 | 2 | 1 | 10 | 1 | 12 | 17183.7709 | 17.1838 | 122463.8532 | 3006.2726 | 19983.4526 | 19.9835 | 131302.893 | 3748.4073 | 37167.2235 | 37.1672 | 176119.6957 | 9351.2573 | 0 | 0.06218 | 0.0028099 | 0.0678 | 1180.8 | 0.052895 | 0.1548 | 20 | 10 | 14 | 6 | 1 | 4 | 1661.53 | 1008.62 | 652.91 | 3960 | 668.48 | 40.4167 | 13.91 | 35 | 222 | 0.2 | 0 | 3.6 | 3.1416 | 0.7 | 4.19 | 1000 | 1.8 | 2.34 | 13 | 8.72 | 3200 | 0.84 | 1.29
132 | 4.19 | 4.19 | 4.19 | 1000 | 1000 | 1000 | 1.8 | 1.8 | 1.8 | 2.34 | 2.34 | 2.34 | 360000 | 0.8599 | 12 | 7 | 95 | 90 | 31.5 | 36.5 | 4036.4 | -7625.6 | 4037.3 | 200 | -0.015 | 0.0038 | 0.02 | 48 | 2 | 3 | 3 | 5 | 14400 | 7 | 418653.3318 | 778653.3318 | 17183.7709 | 19983.4526 | 37167.2235 | 1 | 18692.6694 | 18.88 | 3920.1909 | 0.6 | 0.4 | 0.2 | 0.1 | 0 | 17.1838 | 8 | 4.19 | 1000 | 1.8 | 2.34 | 0.03096 | 0.043 | 0.03096 | 0.043 | 0.03096 | 0.043 | 5 | 5 | 5 | 1 | 1 | 9 | 1 | 10 | 2 | 1 | 10 | 1 | 12 | 17183.7709 | 17.1838 | 122463.8532 | 3006.2726 | 19983.4526 | 19.9835 | 131302.893 | 3748.4073 | 37167.2235 | 37.1672 | 176119.6957 | 9351.2573 | 0 | 0.06218 | 0.0028099 | 0.0678 | 1180.8 | 0.052895 | 0.1548 | 20 | 10 | 14 | 6 | 1 | 4 | 1661.53 | 1008.62 | 652.91 | 3960 | 668.48 | 40.4167 | 13.91 | 35 | 222 | 0.2 | 0 | 3.6 | 3.1416 | 0.7 | 4.19 | 1000 | 1.8 | 2.34 | 13 | 8.72 | 3200 | 0.84 | 1.29
133 | 4.19 | 4.19 | 4.19 | 1000 | 1000 | 1000 | 1.8 | 1.8 | 1.8 | 2.34 | 2.34 | 2.34 | 360000 | 0.8599 | 12 | 7 | 95 | 90 | 31.5 | 36.5 | 4036.4 | -7625.6 | 4037.3 | 200 | -0.015 | 0.0038 | 0.02 | 48 | 2 | 3 | 3 | 5 | 14400 | 7 | 418653.3318 | 778653.3318 | 17183.7709 | 19983.4526 | 37167.2235 | 1 | 18692.6694 | 18.88 | 3920.1909 | 0.6 | 0.4 | 0.2 | 0.1 | 0 | 17.1838 | 8 | 4.19 | 1000 | 1.8 | 2.34 | 0.03096 | 0.043 | 0.03096 | 0.043 | 0.03096 | 0.043 | 5 | 5 | 5 | 1 | 1 | 9 | 1 | 10 | 2 | 1 | 10 | 1 | 12 | 17183.7709 | 17.1838 | 122463.8532 | 3006.2726 | 19983.4526 | 19.9835 | 131302.893 | 3748.4073 | 37167.2235 | 37.1672 | 176119.6957 | 9351.2573 | 0 | 0.06218 | 0.0028099 | 0.0678 | 1180.8 | 0.052895 | 0.1548 | 20 | 10 | 14 | 6 | 1 | 4 | 1661.53 | 1008.62 | 652.91 | 3960 | 668.48 | 40.4167 | 13.91 | 35 | 222 | 0.2 | 0 | 3.6 | 3.1416 | 0.7 | 4.19 | 1000 | 1.8 | 2.34 | 13 | 8.72 | 3200 | 0.84 | 1.29
134 | 4.19 | 4.19 | 4.19 | 1000 | 1000 | 1000 | 1.8 | 1.8 | 1.8 | 2.34 | 2.34 | 2.34 | 360000 | 0.8599 | 12 | 7 | 95 | 90 | 31.5 | 36.5 | 4036.4 | -7625.6 | 4037.3 | 200 | -0.015 | 0.0038 | 0.02 | 48 | 2 | 3 | 3 | 5 | 14400 | 7 | 418653.3318 | 778653.3318 | 17183.7709 | 19983.4526 | 37167.2235 | 1 | 18692.6694 | 18.88 | 3920.1909 | 0.6 | 0.4 | 0.2 | 0.1 | 0 | 17.1838 | 8 | 4.19 | 1000 | 1.8 | 2.34 | 0.03096 | 0.043 | 0.03096 | 0.043 | 0.03096 | 0.043 | 5 | 5 | 5 | 1 | 1 | 9 | 1 | 10 | 2 | 1 | 10 | 1 | 12 | 17183.7709 | 17.1838 | 122463.8532 | 3006.2726 | 19983.4526 | 19.9835 | 131302.893 | 3748.4073 | 37167.2235 | 37.1672 | 176119.6957 | 9351.2573 | 0 | 0.06218 | 0.0028099 | 0.0678 | 1180.8 | 0.052895 | 0.1548 | 20 | 10 | 14 | 6 | 1 | 4 | 1661.53 | 1008.62 | 652.91 | 3960 | 668.48 | 40.4167 | 13.91 | 35 | 222 | 0.2 | 0 | 3.6 | 3.1416 | 0.7 | 4.19 | 1000 | 1.8 | 2.34 | 13 | 8.72 | 3200 | 0.84 | 1.29
135 | 4.19 | 4.19 | 4.19 | 1000 | 1000 | 1000 | 1.8 | 1.8 | 1.8 | 2.34 | 2.34 | 2.34 | 360000 | 0.8599 | 12 | 7 | 95 | 90 | 31.5 | 36.5 | 4036.4 | -7625.6 | 4037.3 | 200 | -0.015 | 0.0038 | 0.02 | 48 | 2 | 3 | 3 | 5 | 14400 | 7 | 418653.3318 | 778653.3318 | 17183.7709 | 19983.4526 | 37167.2235 | 1 | 18692.6694 | 18.88 | 3920.1909 | 0.6 | 0.4 | 0.2 | 0.1 | 0 | 17.1838 | 8 | 4.19 | 1000 | 1.8 | 2.34 | 0.03096 | 0.043 | 0.03096 | 0.043 | 0.03096 | 0.043 | 5 | 5 | 5 | 1 | 1 | 9 | 1 | 10 | 2 | 1 | 10 | 1 | 12 | 17183.7709 | 17.1838 | 122463.8532 | 3006.2726 | 19983.4526 | 19.9835 | 131302.893 | 3748.4073 | 37167.2235 | 37.1672 | 176119.6957 | 9351.2573 | 0 | 0.06218 | 0.0028099 | 0.0678 | 1180.8 | 0.052895 | 0.1548 | 20 | 10 | 14 | 6 | 1 | 4 | 1661.53 | 1008.62 | 652.91 | 3960 | 668.48 | 40.4167 | 13.91 | 35 | 222 | 0.2 | 0 | 3.6 | 3.1416 | 0.7 | 4.19 | 1000 | 1.8 | 2.34 | 13 | 8.72 | 3200 | 0.84 | 1.29
136 | 4.19 | 4.19 | 4.19 | 1000 | 1000 | 1000 | 1.8 | 1.8 | 1.8 | 2.34 | 2.34 | 2.34 | 360000 | 0.8599 | 12 | 7 | 95 | 90 | 31.5 | 36.5 | 4036.4 | -7625.6 | 4037.3 | 200 | -0.015 | 0.0038 | 0.02 | 48 | 2 | 3 | 3 | 5 | 14400 | 7 | 418653.3318 | 778653.3318 | 17183.7709 | 19983.4526 | 37167.2235 | 1 | 18692.6694 | 18.88 | 3920.1909 | 0.6 | 0.4 | 0.2 | 0.1 | 0 | 17.1838 | 8 | 4.19 | 1000 | 1.8 | 2.34 | 0.03096 | 0.043 | 0.03096 | 0.043 | 0.03096 | 0.043 | 5 | 5 | 5 | 1 | 1 | 9 | 1 | 10 | 2 | 1 | 10 | 1 | 12 | 17183.7709 | 17.1838 | 122463.8532 | 3006.2726 | 19983.4526 | 19.9835 | 131302.893 | 3748.4073 | 37167.2235 | 37.1672 | 176119.6957 | 9351.2573 | 0 | 0.06218 | 0.0028099 | 0.0678 | 1180.8 | 0.052895 | 0.1548 | 20 | 10 | 14 | 6 | 1 | 4 | 1661.53 | 1008.62 | 652.91 | 3960 | 668.48 | 40.4167 | 13.91 | 35 | 222 | 0.2 | 0 | 3.6 | 3.1416 | 0.7 | 4.19 | 1000 | 1.8 | 2.34 | 13 | 8.72 | 3200 | 0.84 | 1.29
137 | 4.19 | 4.19 | 4.19 | 1000 | 1000 | 1000 | 1.8 | 1.8 | 1.8 | 2.34 | 2.34 | 2.34 | 360000 | 0.8599 | 12 | 7 | 95 | 90 | 31.5 | 36.5 | 4036.4 | -7625.6 | 4037.3 | 200 | -0.015 | 0.0038 | 0.02 | 48 | 2 | 3 | 3 | 5 | 14400 | 7 | 418653.3318 | 778653.3318 | 17183.7709 | 19983.4526 | 37167.2235 | 1 | 18692.6694 | 18.88 | 3920.1909 | 0.6 | 0.4 | 0.2 | 0.1 | 0 | 17.1838 | 8 | 4.19 | 1000 | 1.8 | 2.34 | 0.03096 | 0.043 | 0.03096 | 0.043 | 0.03096 | 0.043 | 5 | 5 | 5 | 1 | 1 | 9 | 1 | 10 | 2 | 1 | 10 | 1 | 12 | 17183.7709 | 17.1838 | 122463.8532 | 3006.2726 | 19983.4526 | 19.9835 | 131302.893 | 3748.4073 | 37167.2235 | 37.1672 | 176119.6957 | 9351.2573 | 0 | 0.06218 | 0.0028099 | 0.0678 | 1180.8 | 0.052895 | 0.1548 | 20 | 10 | 14 | 6 | 1 | 4 | 1661.53 | 1008.62 | 652.91 | 3960 | 668.48 | 40.4167 | 13.91 | 35 | 222 | 0.2 | 0 | 3.6 | 3.1416 | 0.7 | 4.19 | 1000 | 1.8 | 2.34 | 13 | 8.72 | 3200 | 0.84 | 1.29
138 | 4.19 | 4.19 | 4.19 | 1000 | 1000 | 1000 | 1.8 | 1.8 | 1.8 | 2.34 | 2.34 | 2.34 | 360000 | 0.8599 | 12 | 7 | 95 | 90 | 31.5 | 36.5 | 4036.4 | -7625.6 | 4037.3 | 200 | -0.015 | 0.0038 | 0.02 | 48 | 2 | 3 | 3 | 5 | 14400 | 7 | 418653.3318 | 778653.3318 | 17183.7709 | 19983.4526 | 37167.2235 | 1 | 18692.6694 | 18.88 | 3920.1909 | 0.6 | 0.4 | 0.2 | 0.1 | 0 | 17.1838 | 8 | 4.19 | 1000 | 1.8 | 2.34 | 0.03096 | 0.043 | 0.03096 | 0.043 | 0.03096 | 0.043 | 5 | 5 | 5 | 1 | 1 | 9 | 1 | 10 | 2 | 1 | 10 | 1 | 12 | 17183.7709 | 17.1838 | 122463.8532 | 3006.2726 | 19983.4526 | 19.9835 | 131302.893 | 3748.4073 | 37167.2235 | 37.1672 | 176119.6957 | 9351.2573 | 0 | 0.06218 | 0.0028099 | 0.0678 | 1180.8 | 0.052895 | 0.1548 | 20 | 10 | 14 | 6 | 1 | 4 | 1661.53 | 1008.62 | 652.91 | 3960 | 668.48 | 40.4167 | 13.91 | 35 | 222 | 0.2 | 0 | 3.6 | 3.1416 | 0.7 | 4.19 | 1000 | 1.8 | 2.34 | 13 | 8.72 | 3200 | 0.84 | 1.29
139 | 4.19 | 4.19 | 4.19 | 1000 | 1000 | 1000 | 1.8 | 1.8 | 1.8 | 2.34 | 2.34 | 2.34 | 360000 | 0.8599 | 12 | 7 | 95 | 90 | 31.5 | 36.5 | 4036.4 | -7625.6 | 4037.3 | 200 | -0.015 | 0.0038 | 0.02 | 48 | 2 | 3 | 3 | 5 | 14400 | 7 | 418653.3318 | 778653.3318 | 17183.7709 | 19983.4526 | 37167.2235 | 1 | 18692.6694 | 18.88 | 3920.1909 | 0.6 | 0.4 | 0.2 | 0.1 | 0 | 17.1838 | 8 | 4.19 | 1000 | 1.8 | 2.34 | 0.03096 | 0.043 | 0.03096 | 0.043 | 0.03096 | 0.043 | 5 | 5 | 5 | 1 | 1 | 9 | 1 | 10 | 2 | 1 | 10 | 1 | 12 | 17183.7709 | 17.1838 | 122463.8532 | 3006.2726 | 19983.4526 | 19.9835 | 131302.893 | 3748.4073 | 37167.2235 | 37.1672 | 176119.6957 | 9351.2573 | 0 | 0.06218 | 0.0028099 | 0.0678 | 1180.8 | 0.052895 | 0.1548 | 20 | 10 | 14 | 6 | 1 | 4 | 1661.53 | 1008.62 | 652.91 | 3960 | 668.48 | 40.4167 | 13.91 | 35 | 222 | 0.2 | 0 | 3.6 | 3.1416 | 0.7 | 4.19 | 1000 | 1.8 | 2.34 | 13 | 8.72 | 3200 | 0.84 | 1.29
140 | 4.19 | 4.19 | 4.19 | 1000 | 1000 | 1000 | 1.8 | 1.8 | 1.8 | 2.34 | 2.34 | 2.34 | 360000 | 0.8599 | 12 | 7 | 95 | 90 | 31.5 | 36.5 | 4036.4 | -7625.6 | 4037.3 | 200 | -0.015 | 0.0038 | 0.02 | 48 | 2 | 3 | 3 | 5 | 14400 | 7 | 418653.3318 | 778653.3318 | 17183.7709 | 19983.4526 | 37167.2235 | 1 | 18692.6694 | 18.88 | 3920.1909 | 0.6 | 0.4 | 0.2 | 0.1 | 0 | 17.1838 | 8 | 4.19 | 1000 | 1.8 | 2.34 | 0.03096 | 0.043 | 0.03096 | 0.043 | 0.03096 | 0.043 | 5 | 5 | 5 | 1 | 1 | 9 | 1 | 10 | 2 | 1 | 10 | 1 | 12 | 17183.7709 | 17.1838 | 122463.8532 | 3006.2726 | 19983.4526 | 19.9835 | 131302.893 | 3748.4073 | 37167.2235 | 37.1672 | 176119.6957 | 9351.2573 | 0 | 0.06218 | 0.0028099 | 0.0678 | 1180.8 | 0.052895 | 0.1548 | 20 | 10 | 14 | 6 | 1 | 4 | 1661.53 | 1008.62 | 652.91 | 3960 | 668.48 | 40.4167 | 13.91 | 35 | 222 | 0.2 | 0 | 3.6 | 3.1416 | 0.7 | 4.19 | 1000 | 1.8 | 2.34 | 13 | 8.72 | 3200 | 0.84 | 1.29
141 | 4.19 | 4.19 | 4.19 | 1000 | 1000 | 1000 | 1.8 | 1.8 | 1.8 | 2.34 | 2.34 | 2.34 | 360000 | 0.8599 | 12 | 7 | 95 | 90 | 31.5 | 36.5 | 4036.4 | -7625.6 | 4037.3 | 200 | -0.015 | 0.0038 | 0.02 | 48 | 2 | 3 | 3 | 5 | 14400 | 7 | 418653.3318 | 778653.3318 | 17183.7709 | 19983.4526 | 37167.2235 | 1 | 18692.6694 | 18.88 | 3920.1909 | 0.6 | 0.4 | 0.2 | 0.1 | 0 | 17.1838 | 8 | 4.19 | 1000 | 1.8 | 2.34 | 0.03096 | 0.043 | 0.03096 | 0.043 | 0.03096 | 0.043 | 5 | 5 | 5 | 1 | 1 | 9 | 1 | 10 | 2 | 1 | 10 | 1 | 12 | 17183.7709 | 17.1838 | 122463.8532 | 3006.2726 | 19983.4526 | 19.9835 | 131302.893 | 3748.4073 | 37167.2235 | 37.1672 | 176119.6957 | 9351.2573 | 0 | 0.06218 | 0.0028099 | 0.0678 | 1180.8 | 0.052895 | 0.1548 | 20 | 10 | 14 | 6 | 1 | 4 | 1661.53 | 1008.62 | 652.91 | 3960 | 668.48 | 40.4167 | 13.91 | 35 | 222 | 0.2 | 0 | 3.6 | 3.1416 | 0.7 | 4.19 | 1000 | 1.8 | 2.34 | 13 | 8.72 | 3200 | 0.84 | 1.29
142 | 4.19 | 4.19 | 4.19 | 1000 | 1000 | 1000 | 1.8 | 1.8 | 1.8 | 2.34 | 2.34 | 2.34 | 360000 | 0.8599 | 12 | 7 | 95 | 90 | 31.5 | 36.5 | 4036.4 | -7625.6 | 4037.3 | 200 | -0.015 | 0.0038 | 0.02 | 48 | 2 | 3 | 3 | 5 | 14400 | 7 | 418653.3318 | 778653.3318 | 17183.7709 | 19983.4526 | 37167.2235 | 1 | 18692.6694 | 18.88 | 3920.1909 | 0.6 | 0.4 | 0.2 | 0.1 | 0 | 17.1838 | 8 | 4.19 | 1000 | 1.8 | 2.34 | 0.03096 | 0.043 | 0.03096 | 0.043 | 0.03096 | 0.043 | 5 | 5 | 5 | 1 | 1 | 9 | 1 | 10 | 2 | 1 | 10 | 1 | 12 | 17183.7709 | 17.1838 | 122463.8532 | 3006.2726 | 19983.4526 | 19.9835 | 131302.893 | 3748.4073 | 37167.2235 | 37.1672 | 176119.6957 | 9351.2573 | 0 | 0.06218 | 0.0028099 | 0.0678 | 1180.8 | 0.052895 | 0.1548 | 20 | 10 | 14 | 6 | 1 | 4 | 1661.53 | 1008.62 | 652.91 | 3960 | 668.48 | 40.4167 | 13.91 | 35 | 222 | 0.2 | 0 | 3.6 | 3.1416 | 0.7 | 4.19 | 1000 | 1.8 | 2.34 | 13 | 8.72 | 3200 | 0.84 | 1.29
143 | 4.19 | 4.19 | 4.19 | 1000 | 1000 | 1000 | 1.8 | 1.8 | 1.8 | 2.34 | 2.34 | 2.34 | 360000 | 0.8599 | 12 | 7 | 95 | 90 | 31.5 | 36.5 | 4036.4 | -7625.6 | 4037.3 | 200 | -0.015 | 0.0038 | 0.02 | 48 | 2 | 3 | 3 | 5 | 14400 | 7 | 418653.3318 | 778653.3318 | 17183.7709 | 19983.4526 | 37167.2235 | 1 | 18692.6694 | 18.88 | 3920.1909 | 0.6 | 0.4 | 0.2 | 0.1 | 0 | 17.1838 | 8 | 4.19 | 1000 | 1.8 | 2.34 | 0.03096 | 0.043 | 0.03096 | 0.043 | 0.03096 | 0.043 | 5 | 5 | 5 | 1 | 1 | 9 | 1 | 10 | 2 | 1 | 10 | 1 | 12 | 17183.7709 | 17.1838 | 122463.8532 | 3006.2726 | 19983.4526 | 19.9835 | 131302.893 | 3748.4073 | 37167.2235 | 37.1672 | 176119.6957 | 9351.2573 | 0 | 0.06218 | 0.0028099 | 0.0678 | 1180.8 | 0.052895 | 0.1548 | 20 | 10 | 14 | 6 | 1 | 4 | 1661.53 | 1008.62 | 652.91 | 3960 | 668.48 | 40.4167 | 13.91 | 35 | 222 | 0.2 | 0 | 3.6 | 3.1416 | 0.7 | 4.19 | 1000 | 1.8 | 2.34 | 13 | 8.72 | 3200 | 0.84 | 1.29
144 | 4.19 | 4.19 | 4.19 | 1000 | 1000 | 1000 | 1.8 | 1.8 | 1.8 | 2.34 | 2.34 | 2.34 | 360000 | 0.8599 | 12 | 7 | 95 | 90 | 31.5 | 36.5 | 4036.4 | -7625.6 | 4037.3 | 200 | -0.015 | 0.0038 | 0.02 | 48 | 2 | 3 | 3 | 5 | 14400 | 7 | 418653.3318 | 778653.3318 | 17183.7709 | 19983.4526 | 37167.2235 | 1 | 18692.6694 | 18.88 | 3920.1909 | 0.6 | 0.4 | 0.2 | 0.1 | 0 | 17.1838 | 8 | 4.19 | 1000 | 1.8 | 2.34 | 0.03096 | 0.043 | 0.03096 | 0.043 | 0.03096 | 0.043 | 5 | 5 | 5 | 1 | 1 | 9 | 1 | 10 | 2 | 1 | 10 | 1 | 12 | 17183.7709 | 17.1838 | 122463.8532 | 3006.2726 | 19983.4526 | 19.9835 | 131302.893 | 3748.4073 | 37167.2235 | 37.1672 | 176119.6957 | 9351.2573 | 0 | 0.06218 | 0.0028099 | 0.0678 | 1180.8 | 0.052895 | 0.1548 | 20 | 10 | 14 | 6 | 1 | 4 | 1661.53 | 1008.62 | 652.91 | 3960 | 668.48 | 40.4167 | 13.91 | 35 | 222 | 0.2 | 0 | 3.6 | 3.1416 | 0.7 | 4.19 | 1000 | 1.8 | 2.34 | 13 | 8.72 | 3200 | 0.84 | 1.29
145 | 4.19 | 4.19 | 4.19 | 1000 | 1000 | 1000 | 1.8 | 1.8 | 1.8 | 2.34 | 2.34 | 2.34 | 360000 | 0.8599 | 12 | 7 | 95 | 90 | 31.5 | 36.5 | 4036.4 | -7625.6 | 4037.3 | 200 | -0.015 | 0.0038 | 0.02 | 48 | 2 | 3 | 3 | 5 | 14400 | 7 | 418653.3318 | 778653.3318 | 17183.7709 | 19983.4526 | 37167.2235 | 1 | 18692.6694 | 18.88 | 3920.1909 | 0.6 | 0.4 | 0.2 | 0.1 | 0 | 17.1838 | 8 | 4.19 | 1000 | 1.8 | 2.34 | 0.03096 | 0.043 | 0.03096 | 0.043 | 0.03096 | 0.043 | 5 | 5 | 5 | 1 | 1 | 9 | 1 | 10 | 2 | 1 | 10 | 1 | 12 | 17183.7709 | 17.1838 | 122463.8532 | 3006.2726 | 19983.4526 | 19.9835 | 131302.893 | 3748.4073 | 37167.2235 | 37.1672 | 176119.6957 | 9351.2573 | 0 | 0.06218 | 0.0028099 | 0.0678 | 1180.8 | 0.052895 | 0.1548 | 20 | 10 | 14 | 6 | 1 | 4 | 1661.53 | 1008.62 | 652.91 | 3960 | 668.48 | 40.4167 | 13.91 | 35 | 222 | 0.2 | 0 | 3.6 | 3.1416 | 0.7 | 4.19 | 1000 | 1.8 | 2.34 | 13 | 8.72 | 3200 | 0.84 | 1.29
146 | 4.19 | 4.19 | 4.19 | 1000 | 1000 | 1000 | 1.8 | 1.8 | 1.8 | 2.34 | 2.34 | 2.34 | 360000 | 0.8599 | 12 | 7 | 95 | 90 | 31.5 | 36.5 | 4036.4 | -7625.6 | 4037.3 | 200 | -0.015 | 0.0038 | 0.02 | 48 | 2 | 3 | 3 | 5 | 14400 | 7 | 418653.3318 | 778653.3318 | 17183.7709 | 19983.4526 | 37167.2235 | 1 | 18692.6694 | 18.88 | 3920.1909 | 0.6 | 0.4 | 0.2 | 0.1 | 0 | 17.1838 | 8 | 4.19 | 1000 | 1.8 | 2.34 | 0.03096 | 0.043 | 0.03096 | 0.043 | 0.03096 | 0.043 | 5 | 5 | 5 | 1 | 1 | 9 | 1 | 10 | 2 | 1 | 10 | 1 | 12 | 17183.7709 | 17.1838 | 122463.8532 | 3006.2726 | 19983.4526 | 19.9835 | 131302.893 | 3748.4073 | 37167.2235 | 37.1672 | 176119.6957 | 9351.2573 | 0 | 0.06218 | 0.0028099 | 0.0678 | 1180.8 | 0.052895 | 0.1548 | 20 | 10 | 14 | 6 | 1 | 4 | 1661.53 | 1008.62 | 652.91 | 3960 | 668.48 | 40.4167 | 13.91 | 35 | 222 | 0.2 | 0 | 3.6 | 3.1416 | 0.7 | 4.19 | 1000 | 1.8 | 2.34 | 13 | 8.72 | 3200 | 0.84 | 1.29
147 | 4.19 | 4.19 | 4.19 | 1000 | 1000 | 1000 | 1.8 | 1.8 | 1.8 | 2.34 | 2.34 | 2.34 | 360000 | 0.8599 | 12 | 7 | 95 | 90 | 31.5 | 36.5 | 4036.4 | -7625.6 | 4037.3 | 200 | -0.015 | 0.0038 | 0.02 | 48 | 2 | 3 | 3 | 5 | 14400 | 7 | 418653.3318 | 778653.3318 | 17183.7709 | 19983.4526 | 37167.2235 | 1 | 18692.6694 | 18.88 | 3920.1909 | 0.6 | 0.4 | 0.2 | 0.1 | 0 | 17.1838 | 8 | 4.19 | 1000 | 1.8 | 2.34 | 0.03096 | 0.043 | 0.03096 | 0.043 | 0.03096 | 0.043 | 5 | 5 | 5 | 1 | 1 | 9 | 1 | 10 | 2 | 1 | 10 | 1 | 12 | 17183.7709 | 17.1838 | 122463.8532 | 3006.2726 | 19983.4526 | 19.9835 | 131302.893 | 3748.4073 | 37167.2235 | 37.1672 | 176119.6957 | 9351.2573 | 0 | 0.06218 | 0.0028099 | 0.0678 | 1180.8 | 0.052895 | 0.1548 | 20 | 10 | 14 | 6 | 1 | 4 | 1661.53 | 1008.62 | 652.91 | 3960 | 668.48 | 40.4167 | 13.91 | 35 | 222 | 0.2 | 0 | 3.6 | 3.1416 | 0.7 | 4.19 | 1000 | 1.8 | 2.34 | 13 | 8.72 | 3200 | 0.84 | 1.29
148 | 4.19 | 4.19 | 4.19 | 1000 | 1000 | 1000 | 1.8 | 1.8 | 1.8 | 2.34 | 2.34 | 2.34 | 360000 | 0.8599 | 12 | 7 | 95 | 90 | 31.5 | 36.5 | 4036.4 | -7625.6 | 4037.3 | 200 | -0.015 | 0.0038 | 0.02 | 48 | 2 | 3 | 3 | 5 | 14400 | 7 | 418653.3318 | 778653.3318 | 17183.7709 | 19983.4526 | 37167.2235 | 1 | 18692.6694 | 18.88 | 3920.1909 | 0.6 | 0.4 | 0.2 | 0.1 | 0 | 17.1838 | 8 | 4.19 | 1000 | 1.8 | 2.34 | 0.03096 | 0.043 | 0.03096 | 0.043 | 0.03096 | 0.043 | 5 | 5 | 5 | 1 | 1 | 9 | 1 | 10 | 2 | 1 | 10 | 1 | 12 | 17183.7709 | 17.1838 | 122463.8532 | 3006.2726 | 19983.4526 | 19.9835 | 131302.893 | 3748.4073 | 37167.2235 | 37.1672 | 176119.6957 | 9351.2573 | 0 | 0.06218 | 0.0028099 | 0.0678 | 1180.8 | 0.052895 | 0.1548 | 20 | 10 | 14 | 6 | 1 | 4 | 1661.53 | 1008.62 | 652.91 | 3960 | 668.48 | 40.4167 | 13.91 | 35 | 222 | 0.2 | 0 | 3.6 | 3.1416 | 0.7 | 4.19 | 1000 | 1.8 | 2.34 | 13 | 8.72 | 3200 | 0.84 | 1.29
149 | 4.19 | 4.19 | 4.19 | 1000 | 1000 | 1000 | 1.8 | 1.8 | 1.8 | 2.34 | 2.34 | 2.34 | 360000 | 0.8599 | 12 | 7 | 95 | 90 | 31.5 | 36.5 | 4036.4 | -7625.6 | 4037.3 | 200 | -0.015 | 0.0038 | 0.02 | 48 | 2 | 3 | 3 | 5 | 14400 | 7 | 418653.3318 | 778653.3318 | 17183.7709 | 19983.4526 | 37167.2235 | 1 | 18692.6694 | 18.88 | 3920.1909 | 0.6 | 0.4 | 0.2 | 0.1 | 0 | 17.1838 | 8 | 4.19 | 1000 | 1.8 | 2.34 | 0.03096 | 0.043 | 0.03096 | 0.043 | 0.03096 | 0.043 | 5 | 5 | 5 | 1 | 1 | 9 | 1 | 10 | 2 | 1 | 10 | 1 | 12 | 17183.7709 | 17.1838 | 122463.8532 | 3006.2726 | 19983.4526 | 19.9835 | 131302.893 | 3748.4073 | 37167.2235 | 37.1672 | 176119.6957 | 9351.2573 | 0 | 0.06218 | 0.0028099 | 0.0678 | 1180.8 | 0.052895 | 0.1548 | 20 | 10 | 14 | 6 | 1 | 4 | 1661.53 | 1008.62 | 652.91 | 3960 | 668.48 | 40.4167 | 13.91 | 35 | 222 | 0.2 | 0 | 3.6 | 3.1416 | 0.7 | 4.19 | 1000 | 1.8 | 2.34 | 13 | 8.72 | 3200 | 0.84 | 1.29
150 | 4.19 | 4.19 | 4.19 | 1000 | 1000 | 1000 | 1.8 | 1.8 | 1.8 | 2.34 | 2.34 | 2.34 | 360000 | 0.8599 | 12 | 7 | 95 | 90 | 31.5 | 36.5 | 4036.4 | -7625.6 | 4037.3 | 200 | -0.015 | 0.0038 | 0.02 | 48 | 2 | 3 | 3 | 5 | 14400 | 7 | 418653.3318 | 778653.3318 | 17183.7709 | 19983.4526 | 37167.2235 | 1 | 18692.6694 | 18.88 | 3920.1909 | 0.6 | 0.4 | 0.2 | 0.1 | 0 | 17.1838 | 8 | 4.19 | 1000 | 1.8 | 2.34 | 0.03096 | 0.043 | 0.03096 | 0.043 | 0.03096 | 0.043 | 5 | 5 | 5 | 1 | 1 | 9 | 1 | 10 | 2 | 1 | 10 | 1 | 12 | 17183.7709 | 17.1838 | 122463.8532 | 3006.2726 | 19983.4526 | 19.9835 | 131302.893 | 3748.4073 | 37167.2235 | 37.1672 | 176119.6957 | 9351.2573 | 0 | 0.06218 | 0.0028099 | 0.0678 | 1180.8 | 0.052895 | 0.1548 | 20 | 10 | 14 | 6 | 1 | 4 | 1661.53 | 1008.62 | 652.91 | 3960 | 668.48 | 40.4167 | 13.91 | 35 | 222 | 0.2 | 0 | 3.6 | 3.1416 | 0.7 | 4.19 | 1000 | 1.8 | 2.34 | 13 | 8.72 | 3200 | 0.84 | 1.29
151 | 4.19 | 4.19 | 4.19 | 1000 | 1000 | 1000 | 1.8 | 1.8 | 1.8 | 2.34 | 2.34 | 2.34 | 360000 | 0.8599 | 12 | 7 | 95 | 90 | 31.5 | 36.5 | 4036.4 | -7625.6 | 4037.3 | 200 | -0.015 | 0.0038 | 0.02 | 48 | 2 | 3 | 3 | 5 | 14400 | 7 | 418653.3318 | 778653.3318 | 17183.7709 | 19983.4526 | 37167.2235 | 1 | 18692.6694 | 18.88 | 3920.1909 | 0.6 | 0.4 | 0.2 | 0.1 | 0 | 17.1838 | 8 | 4.19 | 1000 | 1.8 | 2.34 | 0.03096 | 0.043 | 0.03096 | 0.043 | 0.03096 | 0.043 | 5 | 5 | 5 | 1 | 1 | 9 | 1 | 10 | 2 | 1 | 10 | 1 | 12 | 17183.7709 | 17.1838 | 122463.8532 | 3006.2726 | 19983.4526 | 19.9835 | 131302.893 | 3748.4073 | 37167.2235 | 37.1672 | 176119.6957 | 9351.2573 | 0 | 0.06218 | 0.0028099 | 0.0678 | 1180.8 | 0.052895 | 0.1548 | 20 | 10 | 14 | 6 | 1 | 4 | 1661.53 | 1008.62 | 652.91 | 3960 | 668.48 | 40.4167 | 13.91 | 35 | 222 | 0.2 | 0 | 3.6 | 3.1416 | 0.7 | 4.19 | 1000 | 1.8 | 2.34 | 13 | 8.72 | 3200 | 0.84 | 1.29
152 | 4.19 | 4.19 | 4.19 | 1000 | 1000 | 1000 | 1.8 | 1.8 | 1.8 | 2.34 | 2.34 | 2.34 | 360000 | 0.8599 | 12 | 7 | 95 | 90 | 31.5 | 36.5 | 4036.4 | -7625.6 | 4037.3 | 200 | -0.015 | 0.0038 | 0.02 | 48 | 2 | 3 | 3 | 5 | 14400 | 7 | 418653.3318 | 778653.3318 | 17183.7709 | 19983.4526 | 37167.2235 | 1 | 18692.6694 | 18.88 | 3920.1909 | 0.6 | 0.4 | 0.2 | 0.1 | 0 | 17.1838 | 8 | 4.19 | 1000 | 1.8 | 2.34 | 0.03096 | 0.043 | 0.03096 | 0.043 | 0.03096 | 0.043 | 5 | 5 | 5 | 1 | 1 | 9 | 1 | 10 | 2 | 1 | 10 | 1 | 12 | 17183.7709 | 17.1838 | 122463.8532 | 3006.2726 | 19983.4526 | 19.9835 | 131302.893 | 3748.4073 | 37167.2235 | 37.1672 | 176119.6957 | 9351.2573 | 0 | 0.06218 | 0.0028099 | 0.0678 | 1180.8 | 0.052895 | 0.1548 | 20 | 10 | 14 | 6 | 1 | 4 | 1661.53 | 1008.62 | 652.91 | 3960 | 668.48 | 40.4167 | 13.91 | 35 | 222 | 0.2 | 0 | 3.6 | 3.1416 | 0.7 | 4.19 | 1000 | 1.8 | 2.34 | 13 | 8.72 | 3200 | 0.84 | 1.29
153 | 4.19 | 4.19 | 4.19 | 1000 | 1000 | 1000 | 1.8 | 1.8 | 1.8 | 2.34 | 2.34 | 2.34 | 360000 | 0.8599 | 12 | 7 | 95 | 90 | 31.5 | 36.5 | 4036.4 | -7625.6 | 4037.3 | 200 | -0.015 | 0.0038 | 0.02 | 48 | 2 | 3 | 3 | 5 | 14400 | 7 | 418653.3318 | 778653.3318 | 17183.7709 | 19983.4526 | 37167.2235 | 1 | 18692.6694 | 18.88 | 3920.1909 | 0.6 | 0.4 | 0.2 | 0.1 | 0 | 17.1838 | 8 | 4.19 | 1000 | 1.8 | 2.34 | 0.03096 | 0.043 | 0.03096 | 0.043 | 0.03096 | 0.043 | 5 | 5 | 5 | 1 | 1 | 9 | 1 | 10 | 2 | 1 | 10 | 1 | 12 | 17183.7709 | 17.1838 | 122463.8532 | 3006.2726 | 19983.4526 | 19.9835 | 131302.893 | 3748.4073 | 37167.2235 | 37.1672 | 176119.6957 | 9351.2573 | 0 | 0.06218 | 0.0028099 | 0.0678 | 1180.8 | 0.052895 | 0.1548 | 20 | 10 | 14 | 6 | 1 | 4 | 1661.53 | 1008.62 | 652.91 | 3960 | 668.48 | 40.4167 | 13.91 | 35 | 222 | 0.2 | 0 | 3.6 | 3.1416 | 0.7 | 4.19 | 1000 | 1.8 | 2.34 | 13 | 8.72 | 3200 | 0.84 | 1.29
154 | 4.19 | 4.19 | 4.19 | 1000 | 1000 | 1000 | 1.8 | 1.8 | 1.8 | 2.34 | 2.34 | 2.34 | 360000 | 0.8599 | 12 | 7 | 95 | 90 | 31.5 | 36.5 | 4036.4 | -7625.6 | 4037.3 | 200 | -0.015 | 0.0038 | 0.02 | 48 | 2 | 3 | 3 | 5 | 14400 | 7 | 418653.3318 | 778653.3318 | 17183.7709 | 19983.4526 | 37167.2235 | 1 | 18692.6694 | 18.88 | 3920.1909 | 0.6 | 0.4 | 0.2 | 0.1 | 0 | 17.1838 | 8 | 4.19 | 1000 | 1.8 | 2.34 | 0.03096 | 0.043 | 0.03096 | 0.043 | 0.03096 | 0.043 | 5 | 5 | 5 | 1 | 1 | 9 | 1 | 10 | 2 | 1 | 10 | 1 | 12 | 17183.7709 | 17.1838 | 122463.8532 | 3006.2726 | 19983.4526 | 19.9835 | 131302.893 | 3748.4073 | 37167.2235 | 37.1672 | 176119.6957 | 9351.2573 | 0 | 0.06218 | 0.0028099 | 0.0678 | 1180.8 | 0.052895 | 0.1548 | 20 | 10 | 14 | 6 | 1 | 4 | 1661.53 | 1008.62 | 652.91 | 3960 | 668.48 | 40.4167 | 13.91 | 35 | 222 | 0.2 | 0 | 3.6 | 3.1416 | 0.7 | 4.19 | 1000 | 1.8 | 2.34 | 13 | 8.72 | 3200 | 0.84 | 1.29
155 | 4.19 | 4.19 | 4.19 | 1000 | 1000 | 1000 | 1.8 | 1.8 | 1.8 | 2.34 | 2.34 | 2.34 | 360000 | 0.8599 | 12 | 7 | 95 | 90 | 31.5 | 36.5 | 4036.4 | -7625.6 | 4037.3 | 200 | -0.015 | 0.0038 | 0.02 | 48 | 2 | 3 | 3 | 5 | 14400 | 7 | 418653.3318 | 778653.3318 | 17183.7709 | 19983.4526 | 37167.2235 | 1 | 18692.6694 | 18.88 | 3920.1909 | 0.6 | 0.4 | 0.2 | 0.1 | 0 | 17.1838 | 8 | 4.19 | 1000 | 1.8 | 2.34 | 0.03096 | 0.043 | 0.03096 | 0.043 | 0.03096 | 0.043 | 5 | 5 | 5 | 1 | 1 | 9 | 1 | 10 | 2 | 1 | 10 | 1 | 12 | 17183.7709 | 17.1838 | 122463.8532 | 3006.2726 | 19983.4526 | 19.9835 | 131302.893 | 3748.4073 | 37167.2235 | 37.1672 | 176119.6957 | 9351.2573 | 0 | 0.06218 | 0.0028099 | 0.0678 | 1180.8 | 0.052895 | 0.1548 | 20 | 10 | 14 | 6 | 1 | 4 | 1661.53 | 1008.62 | 652.91 | 3960 | 668.48 | 40.4167 | 13.91 | 35 | 222 | 0.2 | 0 | 3.6 | 3.1416 | 0.7 | 4.19 | 1000 | 1.8 | 2.34 | 13 | 8.72 | 3200 | 0.84 | 1.29
156 | 4.19 | 4.19 | 4.19 | 1000 | 1000 | 1000 | 1.8 | 1.8 | 1.8 | 2.34 | 2.34 | 2.34 | 360000 | 0.8599 | 12 | 7 | 95 | 90 | 31.5 | 36.5 | 4036.4 | -7625.6 | 4037.3 | 200 | -0.015 | 0.0038 | 0.02 | 48 | 2 | 3 | 3 | 5 | 14400 | 7 | 418653.3318 | 778653.3318 | 17183.7709 | 19983.4526 | 37167.2235 | 1 | 18692.6694 | 18.88 | 3920.1909 | 0.6 | 0.4 | 0.2 | 0.1 | 0 | 17.1838 | 8 | 4.19 | 1000 | 1.8 | 2.34 | 0.03096 | 0.043 | 0.03096 | 0.043 | 0.03096 | 0.043 | 5 | 5 | 5 | 1 | 1 | 9 | 1 | 10 | 2 | 1 | 10 | 1 | 12 | 17183.7709 | 17.1838 | 122463.8532 | 3006.2726 | 19983.4526 | 19.9835 | 131302.893 | 3748.4073 | 37167.2235 | 37.1672 | 176119.6957 | 9351.2573 | 0 | 0.06218 | 0.0028099 | 0.0678 | 1180.8 | 0.052895 | 0.1548 | 20 | 10 | 14 | 6 | 1 | 4 | 1661.53 | 1008.62 | 652.91 | 3960 | 668.48 | 40.4167 | 13.91 | 35 | 222 | 0.2 | 0 | 3.6 | 3.1416 | 0.7 | 4.19 | 1000 | 1.8 | 2.34 | 13 | 8.72 | 3200 | 0.84 | 1.29
157 | 4.19 | 4.19 | 4.19 | 1000 | 1000 | 1000 | 1.8 | 1.8 | 1.8 | 2.34 | 2.34 | 2.34 | 360000 | 0.8599 | 12 | 7 | 95 | 90 | 31.5 | 36.5 | 4036.4 | -7625.6 | 4037.3 | 200 | -0.015 | 0.0038 | 0.02 | 48 | 2 | 3 | 3 | 5 | 14400 | 7 | 418653.3318 | 778653.3318 | 17183.7709 | 19983.4526 | 37167.2235 | 1 | 18692.6694 | 18.88 | 3920.1909 | 0.6 | 0.4 | 0.2 | 0.1 | 0 | 17.1838 | 8 | 4.19 | 1000 | 1.8 | 2.34 | 0.03096 | 0.043 | 0.03096 | 0.043 | 0.03096 | 0.043 | 5 | 5 | 5 | 1 | 1 | 9 | 1 | 10 | 2 | 1 | 10 | 1 | 12 | 17183.7709 | 17.1838 | 122463.8532 | 3006.2726 | 19983.4526 | 19.9835 | 131302.893 | 3748.4073 | 37167.2235 | 37.1672 | 176119.6957 | 9351.2573 | 0 | 0.06218 | 0.0028099 | 0.0678 | 1180.8 | 0.052895 | 0.1548 | 20 | 10 | 14 | 6 | 1 | 4 | 1661.53 | 1008.62 | 652.91 | 3960 | 668.48 | 40.4167 | 13.91 | 35 | 222 | 0.2 | 0 | 3.6 | 3.1416 | 0.7 | 4.19 | 1000 | 1.8 | 2.34 | 13 | 8.72 | 3200 | 0.84 | 1.29
158 | 4.19 | 4.19 | 4.19 | 1000 | 1000 | 1000 | 1.8 | 1.8 | 1.8 | 2.34 | 2.34 | 2.34 | 360000 | 0.8599 | 12 | 7 | 95 | 90 | 31.5 | 36.5 | 4036.4 | -7625.6 | 4037.3 | 200 | -0.015 | 0.0038 | 0.02 | 48 | 2 | 3 | 3 | 5 | 14400 | 7 | 418653.3318 | 778653.3318 | 17183.7709 | 19983.4526 | 37167.2235 | 1 | 18692.6694 | 18.88 | 3920.1909 | 0.6 | 0.4 | 0.2 | 0.1 | 0 | 17.1838 | 8 | 4.19 | 1000 | 1.8 | 2.34 | 0.03096 | 0.043 | 0.03096 | 0.043 | 0.03096 | 0.043 | 5 | 5 | 5 | 1 | 1 | 9 | 1 | 10 | 2 | 1 | 10 | 1 | 12 | 17183.7709 | 17.1838 | 122463.8532 | 3006.2726 | 19983.4526 | 19.9835 | 131302.893 | 3748.4073 | 37167.2235 | 37.1672 | 176119.6957 | 9351.2573 | 0 | 0.06218 | 0.0028099 | 0.0678 | 1180.8 | 0.052895 | 0.1548 | 20 | 10 | 14 | 6 | 1 | 4 | 1661.53 | 1008.62 | 652.91 | 3960 | 668.48 | 40.4167 | 13.91 | 35 | 222 | 0.2 | 0 | 3.6 | 3.1416 | 0.7 | 4.19 | 1000 | 1.8 | 2.34 | 13 | 8.72 | 3200 | 0.84 | 1.29
159 | 4.19 | 4.19 | 4.19 | 1000 | 1000 | 1000 | 1.8 | 1.8 | 1.8 | 2.34 | 2.34 | 2.34 | 360000 | 0.8599 | 12 | 7 | 95 | 90 | 31.5 | 36.5 | 4036.4 | -7625.6 | 4037.3 | 200 | -0.015 | 0.0038 | 0.02 | 48 | 2 | 3 | 3 | 5 | 14400 | 7 | 418653.3318 | 778653.3318 | 17183.7709 | 19983.4526 | 37167.2235 | 1 | 18692.6694 | 18.88 | 3920.1909 | 0.6 | 0.4 | 0.2 | 0.1 | 0 | 17.1838 | 8 | 4.19 | 1000 | 1.8 | 2.34 | 0.03096 | 0.043 | 0.03096 | 0.043 | 0.03096 | 0.043 | 5 | 5 | 5 | 1 | 1 | 9 | 1 | 10 | 2 | 1 | 10 | 1 | 12 | 17183.7709 | 17.1838 | 122463.8532 | 3006.2726 | 19983.4526 | 19.9835 | 131302.893 | 3748.4073 | 37167.2235 | 37.1672 | 176119.6957 | 9351.2573 | 0 | 0.06218 | 0.0028099 | 0.0678 | 1180.8 | 0.052895 | 0.1548 | 20 | 10 | 14 | 6 | 1 | 4 | 1661.53 | 1008.62 | 652.91 | 3960 | 668.48 | 40.4167 | 13.91 | 35 | 222 | 0.2 | 0 | 3.6 | 3.1416 | 0.7 | 4.19 | 1000 | 1.8 | 2.34 | 13 | 8.72 | 3200 | 0.84 | 1.29
160 | 4.19 | 4.19 | 4.19 | 1000 | 1000 | 1000 | 1.8 | 1.8 | 1.8 | 2.34 | 2.34 | 2.34 | 360000 | 0.8599 | 12 | 7 | 95 | 90 | 31.5 | 36.5 | 4036.4 | -7625.6 | 4037.3 | 200 | -0.015 | 0.0038 | 0.02 | 48 | 2 | 3 | 3 | 5 | 14400 | 7 | 418653.3318 | 778653.3318 | 17183.7709 | 19983.4526 | 37167.2235 | 1 | 18692.6694 | 18.88 | 3920.1909 | 0.6 | 0.4 | 0.2 | 0.1 | 0 | 17.1838 | 8 | 4.19 | 1000 | 1.8 | 2.34 | 0.03096 | 0.043 | 0.03096 | 0.043 | 0.03096 | 0.043 | 5 | 5 | 5 | 1 | 1 | 9 | 1 | 10 | 2 | 1 | 10 | 1 | 12 | 17183.7709 | 17.1838 | 122463.8532 | 3006.2726 | 19983.4526 | 19.9835 | 131302.893 | 3748.4073 | 37167.2235 | 37.1672 | 176119.6957 | 9351.2573 | 0 | 0.06218 | 0.0028099 | 0.0678 | 1180.8 | 0.052895 | 0.1548 | 20 | 10 | 14 | 6 | 1 | 4 | 1661.53 | 1008.62 | 652.91 | 3960 | 668.48 | 40.4167 | 13.91 | 35 | 222 | 0.2 | 0 | 3.6 | 3.1416 | 0.7 | 4.19 | 1000 | 1.8 | 2.34 | 13 | 8.72 | 3200 | 0.84 | 1.29
161 | 4.19 | 4.19 | 4.19 | 1000 | 1000 | 1000 | 1.8 | 1.8 | 1.8 | 2.34 | 2.34 | 2.34 | 360000 | 0.8599 | 12 | 7 | 95 | 90 | 31.5 | 36.5 | 4036.4 | -7625.6 | 4037.3 | 200 | -0.015 | 0.0038 | 0.02 | 48 | 2 | 3 | 3 | 5 | 14400 | 7 | 418653.3318 | 778653.3318 | 17183.7709 | 19983.4526 | 37167.2235 | 1 | 18692.6694 | 18.88 | 3920.1909 | 0.6 | 0.4 | 0.2 | 0.1 | 0 | 17.1838 | 8 | 4.19 | 1000 | 1.8 | 2.34 | 0.03096 | 0.043 | 0.03096 | 0.043 | 0.03096 | 0.043 | 5 | 5 | 5 | 1 | 1 | 9 | 1 | 10 | 2 | 1 | 10 | 1 | 12 | 17183.7709 | 17.1838 | 122463.8532 | 3006.2726 | 19983.4526 | 19.9835 | 131302.893 | 3748.4073 | 37167.2235 | 37.1672 | 176119.6957 | 9351.2573 | 0 | 0.06218 | 0.0028099 | 0.0678 | 1180.8 | 0.052895 | 0.1548 | 20 | 10 | 14 | 6 | 1 | 4 | 1661.53 | 1008.62 | 652.91 | 3960 | 668.48 | 40.4167 | 13.91 | 35 | 222 | 0.2 | 0 | 3.6 | 3.1416 | 0.7 | 4.19 | 1000 | 1.8 | 2.34 | 13 | 8.72 | 3200 | 0.84 | 1.29
162 | 4.19 | 4.19 | 4.19 | 1000 | 1000 | 1000 | 1.8 | 1.8 | 1.8 | 2.34 | 2.34 | 2.34 | 360000 | 0.8599 | 12 | 7 | 95 | 90 | 31.5 | 36.5 | 4036.4 | -7625.6 | 4037.3 | 200 | -0.015 | 0.0038 | 0.02 | 48 | 2 | 3 | 3 | 5 | 14400 | 7 | 418653.3318 | 778653.3318 | 17183.7709 | 19983.4526 | 37167.2235 | 1 | 18692.6694 | 18.88 | 3920.1909 | 0.6 | 0.4 | 0.2 | 0.1 | 0 | 17.1838 | 8 | 4.19 | 1000 | 1.8 | 2.34 | 0.03096 | 0.043 | 0.03096 | 0.043 | 0.03096 | 0.043 | 5 | 5 | 5 | 1 | 1 | 9 | 1 | 10 | 2 | 1 | 10 | 1 | 12 | 17183.7709 | 17.1838 | 122463.8532 | 3006.2726 | 19983.4526 | 19.9835 | 131302.893 | 3748.4073 | 37167.2235 | 37.1672 | 176119.6957 | 9351.2573 | 0 | 0.06218 | 0.0028099 | 0.0678 | 1180.8 | 0.052895 | 0.1548 | 20 | 10 | 14 | 6 | 1 | 4 | 1661.53 | 1008.62 | 652.91 | 3960 | 668.48 | 40.4167 | 13.91 | 35 | 222 | 0.2 | 0 | 3.6 | 3.1416 | 0.7 | 4.19 | 1000 | 1.8 | 2.34 | 13 | 8.72 | 3200 | 0.84 | 1.29
163 | 4.19 | 4.19 | 4.19 | 1000 | 1000 | 1000 | 1.8 | 1.8 | 1.8 | 2.34 | 2.34 | 2.34 | 360000 | 0.8599 | 12 | 7 | 95 | 90 | 31.5 | 36.5 | 4036.4 | -7625.6 | 4037.3 | 200 | -0.015 | 0.0038 | 0.02 | 48 | 2 | 3 | 3 | 5 | 14400 | 7 | 418653.3318 | 778653.3318 | 17183.7709 | 19983.4526 | 37167.2235 | 1 | 18692.6694 | 18.88 | 3920.1909 | 0.6 | 0.4 | 0.2 | 0.1 | 0 | 17.1838 | 8 | 4.19 | 1000 | 1.8 | 2.34 | 0.03096 | 0.043 | 0.03096 | 0.043 | 0.03096 | 0.043 | 5 | 5 | 5 | 1 | 1 | 9 | 1 | 10 | 2 | 1 | 10 | 1 | 12 | 17183.7709 | 17.1838 | 122463.8532 | 3006.2726 | 19983.4526 | 19.9835 | 131302.893 | 3748.4073 | 37167.2235 | 37.1672 | 176119.6957 | 9351.2573 | 0 | 0.06218 | 0.0028099 | 0.0678 | 1180.8 | 0.052895 | 0.1548 | 20 | 10 | 14 | 6 | 1 | 4 | 1661.53 | 1008.62 | 652.91 | 3960 | 668.48 | 40.4167 | 13.91 | 35 | 222 | 0.2 | 0 | 3.6 | 3.1416 | 0.7 | 4.19 | 1000 | 1.8 | 2.34 | 13 | 8.72 | 3200 | 0.84 | 1.29
164 | 4.19 | 4.19 | 4.19 | 1000 | 1000 | 1000 | 1.8 | 1.8 | 1.8 | 2.34 | 2.34 | 2.34 | 360000 | 0.8599 | 12 | 7 | 95 | 90 | 31.5 | 36.5 | 4036.4 | -7625.6 | 4037.3 | 200 | -0.015 | 0.0038 | 0.02 | 48 | 2 | 3 | 3 | 5 | 14400 | 7 | 418653.3318 | 778653.3318 | 17183.7709 | 19983.4526 | 37167.2235 | 1 | 18692.6694 | 18.88 | 3920.1909 | 0.6 | 0.4 | 0.2 | 0.1 | 0 | 17.1838 | 8 | 4.19 | 1000 | 1.8 | 2.34 | 0.03096 | 0.043 | 0.03096 | 0.043 | 0.03096 | 0.043 | 5 | 5 | 5 | 1 | 1 | 9 | 1 | 10 | 2 | 1 | 10 | 1 | 12 | 17183.7709 | 17.1838 | 122463.8532 | 3006.2726 | 19983.4526 | 19.9835 | 131302.893 | 3748.4073 | 37167.2235 | 37.1672 | 176119.6957 | 9351.2573 | 0 | 0.06218 | 0.0028099 | 0.0678 | 1180.8 | 0.052895 | 0.1548 | 20 | 10 | 14 | 6 | 1 | 4 | 1661.53 | 1008.62 | 652.91 | 3960 | 668.48 | 40.4167 | 13.91 | 35 | 222 | 0.2 | 0 | 3.6 | 3.1416 | 0.7 | 4.19 | 1000 | 1.8 | 2.34 | 13 | 8.72 | 3200 | 0.84 | 1.29
165 | 4.19 | 4.19 | 4.19 | 1000 | 1000 | 1000 | 1.8 | 1.8 | 1.8 | 2.34 | 2.34 | 2.34 | 360000 | 0.8599 | 12 | 7 | 95 | 90 | 31.5 | 36.5 | 4036.4 | -7625.6 | 4037.3 | 200 | -0.015 | 0.0038 | 0.02 | 48 | 2 | 3 | 3 | 5 | 14400 | 7 | 418653.3318 | 778653.3318 | 17183.7709 | 19983.4526 | 37167.2235 | 1 | 18692.6694 | 18.88 | 3920.1909 | 0.6 | 0.4 | 0.2 | 0.1 | 0 | 17.1838 | 8 | 4.19 | 1000 | 1.8 | 2.34 | 0.03096 | 0.043 | 0.03096 | 0.043 | 0.03096 | 0.043 | 5 | 5 | 5 | 1 | 1 | 9 | 1 | 10 | 2 | 1 | 10 | 1 | 12 | 17183.7709 | 17.1838 | 122463.8532 | 3006.2726 | 19983.4526 | 19.9835 | 131302.893 | 3748.4073 | 37167.2235 | 37.1672 | 176119.6957 | 9351.2573 | 0 | 0.06218 | 0.0028099 | 0.0678 | 1180.8 | 0.052895 | 0.1548 | 20 | 10 | 14 | 6 | 1 | 4 | 1661.53 | 1008.62 | 652.91 | 3960 | 668.48 | 40.4167 | 13.91 | 35 | 222 | 0.2 | 0 | 3.6 | 3.1416 | 0.7 | 4.19 | 1000 | 1.8 | 2.34 | 13 | 8.72 | 3200 | 0.84 | 1.29
166 | 4.19 | 4.19 | 4.19 | 1000 | 1000 | 1000 | 1.8 | 1.8 | 1.8 | 2.34 | 2.34 | 2.34 | 360000 | 0.8599 | 12 | 7 | 95 | 90 | 31.5 | 36.5 | 4036.4 | -7625.6 | 4037.3 | 200 | -0.015 | 0.0038 | 0.02 | 48 | 2 | 3 | 3 | 5 | 14400 | 7 | 418653.3318 | 778653.3318 | 17183.7709 | 19983.4526 | 37167.2235 | 1 | 18692.6694 | 18.88 | 3920.1909 | 0.6 | 0.4 | 0.2 | 0.1 | 0 | 17.1838 | 8 | 4.19 | 1000 | 1.8 | 2.34 | 0.03096 | 0.043 | 0.03096 | 0.043 | 0.03096 | 0.043 | 5 | 5 | 5 | 1 | 1 | 9 | 1 | 10 | 2 | 1 | 10 | 1 | 12 | 17183.7709 | 17.1838 | 122463.8532 | 3006.2726 | 19983.4526 | 19.9835 | 131302.893 | 3748.4073 | 37167.2235 | 37.1672 | 176119.6957 | 9351.2573 | 0 | 0.06218 | 0.0028099 | 0.0678 | 1180.8 | 0.052895 | 0.1548 | 20 | 10 | 14 | 6 | 1 | 4 | 1661.53 | 1008.62 | 652.91 | 3960 | 668.48 | 40.4167 | 13.91 | 35 | 222 | 0.2 | 0 | 3.6 | 3.1416 | 0.7 | 4.19 | 1000 | 1.8 | 2.34 | 13 | 8.72 | 3200 | 0.84 | 1.29
167 | 4.19 | 4.19 | 4.19 | 1000 | 1000 | 1000 | 1.8 | 1.8 | 1.8 | 2.34 | 2.34 | 2.34 | 360000 | 0.8599 | 12 | 7 | 95 | 90 | 31.5 | 36.5 | 4036.4 | -7625.6 | 4037.3 | 200 | -0.015 | 0.0038 | 0.02 | 48 | 2 | 3 | 3 | 5 | 14400 | 7 | 418653.3318 | 778653.3318 | 17183.7709 | 19983.4526 | 37167.2235 | 1 | 18692.6694 | 18.88 | 3920.1909 | 0.6 | 0.4 | 0.2 | 0.1 | 0 | 17.1838 | 8 | 4.19 | 1000 | 1.8 | 2.34 | 0.03096 | 0.043 | 0.03096 | 0.043 | 0.03096 | 0.043 | 5 | 5 | 5 | 1 | 1 | 9 | 1 | 10 | 2 | 1 | 10 | 1 | 12 | 17183.7709 | 17.1838 | 122463.8532 | 3006.2726 | 19983.4526 | 19.9835 | 131302.893 | 3748.4073 | 37167.2235 | 37.1672 | 176119.6957 | 9351.2573 | 0 | 0.06218 | 0.0028099 | 0.0678 | 1180.8 | 0.052895 | 0.1548 | 20 | 10 | 14 | 6 | 1 | 4 | 1661.53 | 1008.62 | 652.91 | 3960 | 668.48 | 40.4167 | 13.91 | 35 | 222 | 0.2 | 0 | 3.6 | 3.1416 | 0.7 | 4.19 | 1000 | 1.8 | 2.34 | 13 | 8.72 | 3200 | 0.84 | 1.29
168 | 4.19 | 4.19 | 4.19 | 1000 | 1000 | 1000 | 1.8 | 1.8 | 1.8 | 2.34 | 2.34 | 2.34 | 360000 | 0.8599 | 12 | 7 | 95 | 90 | 31.5 | 36.5 | 4036.4 | -7625.6 | 4037.3 | 200 | -0.015 | 0.0038 | 0.02 | 48 | 2 | 3 | 3 | 5 | 14400 | 7 | 418653.3318 | 778653.3318 | 17183.7709 | 19983.4526 | 37167.2235 | 1 | 18692.6694 | 18.88 | 3920.1909 | 0.6 | 0.4 | 0.2 | 0.1 | 0 | 17.1838 | 8 | 4.19 | 1000 | 1.8 | 2.34 | 0.03096 | 0.043 | 0.03096 | 0.043 | 0.03096 | 0.043 | 5 | 5 | 5 | 1 | 1 | 9 | 1 | 10 | 2 | 1 | 10 | 1 | 12 | 17183.7709 | 17.1838 | 122463.8532 | 3006.2726 | 19983.4526 | 19.9835 | 131302.893 | 3748.4073 | 37167.2235 | 37.1672 | 176119.6957 | 9351.2573 | 0 | 0.06218 | 0.0028099 | 0.0678 | 1180.8 | 0.052895 | 0.1548 | 20 | 10 | 14 | 6 | 1 | 4 | 1661.53 | 1008.62 | 652.91 | 3960 | 668.48 | 40.4167 | 13.91 | 35 | 222 | 0.2 | 0 | 3.6 | 3.1416 | 0.7 | 4.19 | 1000 | 1.8 | 2.34 | 13 | 8.72 | 3200 | 0.84 | 1.29
169 | 4.19 | 4.19 | 4.19 | 1000 | 1000 | 1000 | 1.8 | 1.8 | 1.8 | 2.34 | 2.34 | 2.34 | 360000 | 0.8599 | 12 | 7 | 95 | 90 | 31.5 | 36.5 | 4036.4 | -7625.6 | 4037.3 | 200 | -0.015 | 0.0038 | 0.02 | 48 | 2 | 3 | 3 | 5 | 14400 | 7 | 418653.3318 | 778653.3318 | 17183.7709 | 19983.4526 | 37167.2235 | 1 | 18692.6694 | 18.88 | 3920.1909 | 0.6 | 0.4 | 0.2 | 0.1 | 0 | 17.1838 | 8 | 4.19 | 1000 | 1.8 | 2.34 | 0.03096 | 0.043 | 0.03096 | 0.043 | 0.03096 | 0.043 | 5 | 5 | 5 | 1 | 1 | 9 | 1 | 10 | 2 | 1 | 10 | 1 | 12 | 17183.7709 | 17.1838 | 122463.8532 | 3006.2726 | 19983.4526 | 19.9835 | 131302.893 | 3748.4073 | 37167.2235 | 37.1672 | 176119.6957 | 9351.2573 | 0 | 0.06218 | 0.0028099 | 0.0678 | 1180.8 | 0.052895 | 0.1548 | 20 | 10 | 14 | 6 | 1 | 4 | 1661.53 | 1008.62 | 652.91 | 3960 | 668.48 | 40.4167 | 13.91 | 35 | 222 | 0.2 | 0 | 3.6 | 3.1416 | 0.7 | 4.19 | 1000 | 1.8 | 2.34 | 13 | 8.72 | 3200 | 0.84 | 1.29
170 | 4.19 | 4.19 | 4.19 | 1000 | 1000 | 1000 | 1.8 | 1.8 | 1.8 | 2.34 | 2.34 | 2.34 | 360000 | 0.8599 | 12 | 7 | 95 | 90 | 31.5 | 36.5 | 4036.4 | -7625.6 | 4037.3 | 200 | -0.015 | 0.0038 | 0.02 | 48 | 2 | 3 | 3 | 5 | 14400 | 7 | 418653.3318 | 778653.3318 | 17183.7709 | 19983.4526 | 37167.2235 | 1 | 18692.6694 | 18.88 | 3920.1909 | 0.6 | 0.4 | 0.2 | 0.1 | 0 | 17.1838 | 8 | 4.19 | 1000 | 1.8 | 2.34 | 0.03096 | 0.043 | 0.03096 | 0.043 | 0.03096 | 0.043 | 5 | 5 | 5 | 1 | 1 | 9 | 1 | 10 | 2 | 1 | 10 | 1 | 12 | 17183.7709 | 17.1838 | 122463.8532 | 3006.2726 | 19983.4526 | 19.9835 | 131302.893 | 3748.4073 | 37167.2235 | 37.1672 | 176119.6957 | 9351.2573 | 0 | 0.06218 | 0.0028099 | 0.0678 | 1180.8 | 0.052895 | 0.1548 | 20 | 10 | 14 | 6 | 1 | 4 | 1661.53 | 1008.62 | 652.91 | 3960 | 668.48 | 40.4167 | 13.91 | 35 | 222 | 0.2 | 0 | 3.6 | 3.1416 | 0.7 | 4.19 | 1000 | 1.8 | 2.34 | 13 | 8.72 | 3200 | 0.84 | 1.29
171 | 4.19 | 4.19 | 4.19 | 1000 | 1000 | 1000 | 1.8 | 1.8 | 1.8 | 2.34 | 2.34 | 2.34 | 360000 | 0.8599 | 12 | 7 | 95 | 90 | 31.5 | 36.5 | 4036.4 | -7625.6 | 4037.3 | 200 | -0.015 | 0.0038 | 0.02 | 48 | 2 | 3 | 3 | 5 | 14400 | 7 | 418653.3318 | 778653.3318 | 17183.7709 | 19983.4526 | 37167.2235 | 1 | 18692.6694 | 18.88 | 3920.1909 | 0.6 | 0.4 | 0.2 | 0.1 | 0 | 17.1838 | 8 | 4.19 | 1000 | 1.8 | 2.34 | 0.03096 | 0.043 | 0.03096 | 0.043 | 0.03096 | 0.043 | 5 | 5 | 5 | 1 | 1 | 9 | 1 | 10 | 2 | 1 | 10 | 1 | 12 | 17183.7709 | 17.1838 | 122463.8532 | 3006.2726 | 19983.4526 | 19.9835 | 131302.893 | 3748.4073 | 37167.2235 | 37.1672 | 176119.6957 | 9351.2573 | 0 | 0.06218 | 0.0028099 | 0.0678 | 1180.8 | 0.052895 | 0.1548 | 20 | 10 | 14 | 6 | 1 | 4 | 1661.53 | 1008.62 | 652.91 | 3960 | 668.48 | 40.4167 | 13.91 | 35 | 222 | 0.2 | 0 | 3.6 | 3.1416 | 0.7 | 4.19 | 1000 | 1.8 | 2.34 | 13 | 8.72 | 3200 | 0.84 | 1.29
172 | 4.19 | 4.19 | 4.19 | 1000 | 1000 | 1000 | 1.8 | 1.8 | 1.8 | 2.34 | 2.34 | 2.34 | 360000 | 0.8599 | 12 | 7 | 95 | 90 | 31.5 | 36.5 | 4036.4 | -7625.6 | 4037.3 | 200 | -0.015 | 0.0038 | 0.02 | 48 | 2 | 3 | 3 | 5 | 14400 | 7 | 418653.3318 | 778653.3318 | 17183.7709 | 19983.4526 | 37167.2235 | 1 | 18692.6694 | 18.88 | 3920.1909 | 0.6 | 0.4 | 0.2 | 0.1 | 0 | 17.1838 | 8 | 4.19 | 1000 | 1.8 | 2.34 | 0.03096 | 0.043 | 0.03096 | 0.043 | 0.03096 | 0.043 | 5 | 5 | 5 | 1 | 1 | 9 | 1 | 10 | 2 | 1 | 10 | 1 | 12 | 17183.7709 | 17.1838 | 122463.8532 | 3006.2726 | 19983.4526 | 19.9835 | 131302.893 | 3748.4073 | 37167.2235 | 37.1672 | 176119.6957 | 9351.2573 | 0 | 0.06218 | 0.0028099 | 0.0678 | 1180.8 | 0.052895 | 0.1548 | 20 | 10 | 14 | 6 | 1 | 4 | 1661.53 | 1008.62 | 652.91 | 3960 | 668.48 | 40.4167 | 13.91 | 35 | 222 | 0.2 | 0 | 3.6 | 3.1416 | 0.7 | 4.19 | 1000 | 1.8 | 2.34 | 13 | 8.72 | 3200 | 0.84 | 1.29
173 | 4.19 | 4.19 | 4.19 | 1000 | 1000 | 1000 | 1.8 | 1.8 | 1.8 | 2.34 | 2.34 | 2.34 | 360000 | 0.8599 | 12 | 7 | 95 | 90 | 31.5 | 36.5 | 4036.4 | -7625.6 | 4037.3 | 200 | -0.015 | 0.0038 | 0.02 | 48 | 2 | 3 | 3 | 5 | 14400 | 7 | 418653.3318 | 778653.3318 | 17183.7709 | 19983.4526 | 37167.2235 | 1 | 18692.6694 | 18.88 | 3920.1909 | 0.6 | 0.4 | 0.2 | 0.1 | 0 | 17.1838 | 8 | 4.19 | 1000 | 1.8 | 2.34 | 0.03096 | 0.043 | 0.03096 | 0.043 | 0.03096 | 0.043 | 5 | 5 | 5 | 1 | 1 | 9 | 1 | 10 | 2 | 1 | 10 | 1 | 12 | 17183.7709 | 17.1838 | 122463.8532 | 3006.2726 | 19983.4526 | 19.9835 | 131302.893 | 3748.4073 | 37167.2235 | 37.1672 | 176119.6957 | 9351.2573 | 0 | 0.06218 | 0.0028099 | 0.0678 | 1180.8 | 0.052895 | 0.1548 | 20 | 10 | 14 | 6 | 1 | 4 | 1661.53 | 1008.62 | 652.91 | 3960 | 668.48 | 40.4167 | 13.91 | 35 | 222 | 0.2 | 0 | 3.6 | 3.1416 | 0.7 | 4.19 | 1000 | 1.8 | 2.34 | 13 | 8.72 | 3200 | 0.84 | 1.29
174 | 4.19 | 4.19 | 4.19 | 1000 | 1000 | 1000 | 1.8 | 1.8 | 1.8 | 2.34 | 2.34 | 2.34 | 360000 | 0.8599 | 12 | 7 | 95 | 90 | 31.5 | 36.5 | 4036.4 | -7625.6 | 4037.3 | 200 | -0.015 | 0.0038 | 0.02 | 48 | 2 | 3 | 3 | 5 | 14400 | 7 | 418653.3318 | 778653.3318 | 17183.7709 | 19983.4526 | 37167.2235 | 1 | 18692.6694 | 18.88 | 3920.1909 | 0.6 | 0.4 | 0.2 | 0.1 | 0 | 17.1838 | 8 | 4.19 | 1000 | 1.8 | 2.34 | 0.03096 | 0.043 | 0.03096 | 0.043 | 0.03096 | 0.043 | 5 | 5 | 5 | 1 | 1 | 9 | 1 | 10 | 2 | 1 | 10 | 1 | 12 | 17183.7709 | 17.1838 | 122463.8532 | 3006.2726 | 19983.4526 | 19.9835 | 131302.893 | 3748.4073 | 37167.2235 | 37.1672 | 176119.6957 | 9351.2573 | 0 | 0.06218 | 0.0028099 | 0.0678 | 1180.8 | 0.052895 | 0.1548 | 20 | 10 | 14 | 6 | 1 | 4 | 1661.53 | 1008.62 | 652.91 | 3960 | 668.48 | 40.4167 | 13.91 | 35 | 222 | 0.2 | 0 | 3.6 | 3.1416 | 0.7 | 4.19 | 1000 | 1.8 | 2.34 | 13 | 8.72 | 3200 | 0.84 | 1.29
175 | 4.19 | 4.19 | 4.19 | 1000 | 1000 | 1000 | 1.8 | 1.8 | 1.8 | 2.34 | 2.34 | 2.34 | 360000 | 0.8599 | 12 | 7 | 95 | 90 | 31.5 | 36.5 | 4036.4 | -7625.6 | 4037.3 | 200 | -0.015 | 0.0038 | 0.02 | 48 | 2 | 3 | 3 | 5 | 14400 | 7 | 418653.3318 | 778653.3318 | 17183.7709 | 19983.4526 | 37167.2235 | 1 | 18692.6694 | 18.88 | 3920.1909 | 0.6 | 0.4 | 0.2 | 0.1 | 0 | 17.1838 | 8 | 4.19 | 1000 | 1.8 | 2.34 | 0.03096 | 0.043 | 0.03096 | 0.043 | 0.03096 | 0.043 | 5 | 5 | 5 | 1 | 1 | 9 | 1 | 10 | 2 | 1 | 10 | 1 | 12 | 17183.7709 | 17.1838 | 122463.8532 | 3006.2726 | 19983.4526 | 19.9835 | 131302.893 | 3748.4073 | 37167.2235 | 37.1672 | 176119.6957 | 9351.2573 | 0 | 0.06218 | 0.0028099 | 0.0678 | 1180.8 | 0.052895 | 0.1548 | 20 | 10 | 14 | 6 | 1 | 4 | 1661.53 | 1008.62 | 652.91 | 3960 | 668.48 | 40.4167 | 13.91 | 35 | 222 | 0.2 | 0 | 3.6 | 3.1416 | 0.7 | 4.19 | 1000 | 1.8 | 2.34 | 13 | 8.72 | 3200 | 0.84 | 1.29
176 | 4.19 | 4.19 | 4.19 | 1000 | 1000 | 1000 | 1.8 | 1.8 | 1.8 | 2.34 | 2.34 | 2.34 | 360000 | 0.8599 | 12 | 7 | 95 | 90 | 31.5 | 36.5 | 4036.4 | -7625.6 | 4037.3 | 200 | -0.015 | 0.0038 | 0.02 | 48 | 2 | 3 | 3 | 5 | 14400 | 7 | 418653.3318 | 778653.3318 | 17183.7709 | 19983.4526 | 37167.2235 | 1 | 18692.6694 | 18.88 | 3920.1909 | 0.6 | 0.4 | 0.2 | 0.1 | 0 | 17.1838 | 8 | 4.19 | 1000 | 1.8 | 2.34 | 0.03096 | 0.043 | 0.03096 | 0.043 | 0.03096 | 0.043 | 5 | 5 | 5 | 1 | 1 | 9 | 1 | 10 | 2 | 1 | 10 | 1 | 12 | 17183.7709 | 17.1838 | 122463.8532 | 3006.2726 | 19983.4526 | 19.9835 | 131302.893 | 3748.4073 | 37167.2235 | 37.1672 | 176119.6957 | 9351.2573 | 0 | 0.06218 | 0.0028099 | 0.0678 | 1180.8 | 0.052895 | 0.1548 | 20 | 10 | 14 | 6 | 1 | 4 | 1661.53 | 1008.62 | 652.91 | 3960 | 668.48 | 40.4167 | 13.91 | 35 | 222 | 0.2 | 0 | 3.6 | 3.1416 | 0.7 | 4.19 | 1000 | 1.8 | 2.34 | 13 | 8.72 | 3200 | 0.84 | 1.29
177 | 4.19 | 4.19 | 4.19 | 1000 | 1000 | 1000 | 1.8 | 1.8 | 1.8 | 2.34 | 2.34 | 2.34 | 360000 | 0.8599 | 12 | 7 | 95 | 90 | 31.5 | 36.5 | 4036.4 | -7625.6 | 4037.3 | 200 | -0.015 | 0.0038 | 0.02 | 48 | 2 | 3 | 3 | 5 | 14400 | 7 | 418653.3318 | 778653.3318 | 17183.7709 | 19983.4526 | 37167.2235 | 1 | 18692.6694 | 18.88 | 3920.1909 | 0.6 | 0.4 | 0.2 | 0.1 | 0 | 17.1838 | 8 | 4.19 | 1000 | 1.8 | 2.34 | 0.03096 | 0.043 | 0.03096 | 0.043 | 0.03096 | 0.043 | 5 | 5 | 5 | 1 | 1 | 9 | 1 | 10 | 2 | 1 | 10 | 1 | 12 | 17183.7709 | 17.1838 | 122463.8532 | 3006.2726 | 19983.4526 | 19.9835 | 131302.893 | 3748.4073 | 37167.2235 | 37.1672 | 176119.6957 | 9351.2573 | 0 | 0.06218 | 0.0028099 | 0.0678 | 1180.8 | 0.052895 | 0.1548 | 20 | 10 | 14 | 6 | 1 | 4 | 1661.53 | 1008.62 | 652.91 | 3960 | 668.48 | 40.4167 | 13.91 | 35 | 222 | 0.2 | 0 | 3.6 | 3.1416 | 0.7 | 4.19 | 1000 | 1.8 | 2.34 | 13 | 8.72 | 3200 | 0.84 | 1.29
178 | 4.19 | 4.19 | 4.19 | 1000 | 1000 | 1000 | 1.8 | 1.8 | 1.8 | 2.34 | 2.34 | 2.34 | 360000 | 0.8599 | 12 | 7 | 95 | 90 | 31.5 | 36.5 | 4036.4 | -7625.6 | 4037.3 | 200 | -0.015 | 0.0038 | 0.02 | 48 | 2 | 3 | 3 | 5 | 14400 | 7 | 418653.3318 | 778653.3318 | 17183.7709 | 19983.4526 | 37167.2235 | 1 | 18692.6694 | 18.88 | 3920.1909 | 0.6 | 0.4 | 0.2 | 0.1 | 0 | 17.1838 | 8 | 4.19 | 1000 | 1.8 | 2.34 | 0.03096 | 0.043 | 0.03096 | 0.043 | 0.03096 | 0.043 | 5 | 5 | 5 | 1 | 1 | 9 | 1 | 10 | 2 | 1 | 10 | 1 | 12 | 17183.7709 | 17.1838 | 122463.8532 | 3006.2726 | 19983.4526 | 19.9835 | 131302.893 | 3748.4073 | 37167.2235 | 37.1672 | 176119.6957 | 9351.2573 | 0 | 0.06218 | 0.0028099 | 0.0678 | 1180.8 | 0.052895 | 0.1548 | 20 | 10 | 14 | 6 | 1 | 4 | 1661.53 | 1008.62 | 652.91 | 3960 | 668.48 | 40.4167 | 13.91 | 35 | 222 | 0.2 | 0 | 3.6 | 3.1416 | 0.7 | 4.19 | 1000 | 1.8 | 2.34 | 13 | 8.72 | 3200 | 0.84 | 1.29
179 | 4.19 | 4.19 | 4.19 | 1000 | 1000 | 1000 | 1.8 | 1.8 | 1.8 | 2.34 | 2.34 | 2.34 | 360000 | 0.8599 | 12 | 7 | 95 | 90 | 31.5 | 36.5 | 4036.4 | -7625.6 | 4037.3 | 200 | -0.015 | 0.0038 | 0.02 | 48 | 2 | 3 | 3 | 5 | 14400 | 7 | 418653.3318 | 778653.3318 | 17183.7709 | 19983.4526 | 37167.2235 | 1 | 18692.6694 | 18.88 | 3920.1909 | 0.6 | 0.4 | 0.2 | 0.1 | 0 | 17.1838 | 8 | 4.19 | 1000 | 1.8 | 2.34 | 0.03096 | 0.043 | 0.03096 | 0.043 | 0.03096 | 0.043 | 5 | 5 | 5 | 1 | 1 | 9 | 1 | 10 | 2 | 1 | 10 | 1 | 12 | 17183.7709 | 17.1838 | 122463.8532 | 3006.2726 | 19983.4526 | 19.9835 | 131302.893 | 3748.4073 | 37167.2235 | 37.1672 | 176119.6957 | 9351.2573 | 0 | 0.06218 | 0.0028099 | 0.0678 | 1180.8 | 0.052895 | 0.1548 | 20 | 10 | 14 | 6 | 1 | 4 | 1661.53 | 1008.62 | 652.91 | 3960 | 668.48 | 40.4167 | 13.91 | 35 | 222 | 0.2 | 0 | 3.6 | 3.1416 | 0.7 | 4.19 | 1000 | 1.8 | 2.34 | 13 | 8.72 | 3200 | 0.84 | 1.29
180 | 4.19 | 4.19 | 4.19 | 1000 | 1000 | 1000 | 1.8 | 1.8 | 1.8 | 2.34 | 2.34 | 2.34 | 360000 | 0.8599 | 12 | 7 | 95 | 90 | 31.5 | 36.5 | 4036.4 | -7625.6 | 4037.3 | 200 | -0.015 | 0.0038 | 0.02 | 48 | 2 | 3 | 3 | 5 | 14400 | 7 | 418653.3318 | 778653.3318 | 17183.7709 | 19983.4526 | 37167.2235 | 1 | 18692.6694 | 18.88 | 3920.1909 | 0.6 | 0.4 | 0.2 | 0.1 | 0 | 17.1838 | 8 | 4.19 | 1000 | 1.8 | 2.34 | 0.03096 | 0.043 | 0.03096 | 0.043 | 0.03096 | 0.043 | 5 | 5 | 5 | 1 | 1 | 9 | 1 | 10 | 2 | 1 | 10 | 1 | 12 | 17183.7709 | 17.1838 | 122463.8532 | 3006.2726 | 19983.4526 | 19.9835 | 131302.893 | 3748.4073 | 37167.2235 | 37.1672 | 176119.6957 | 9351.2573 | 0 | 0.06218 | 0.0028099 | 0.0678 | 1180.8 | 0.052895 | 0.1548 | 20 | 10 | 14 | 6 | 1 | 4 | 1661.53 | 1008.62 | 652.91 | 3960 | 668.48 | 40.4167 | 13.91 | 35 | 222 | 0.2 | 0 | 3.6 | 3.1416 | 0.7 | 4.19 | 1000 | 1.8 | 2.34 | 13 | 8.72 | 3200 | 0.84 | 1.29
181 | 4.19 | 4.19 | 4.19 | 1000 | 1000 | 1000 | 1.8 | 1.8 | 1.8 | 2.34 | 2.34 | 2.34 | 360000 | 0.8599 | 12 | 7 | 95 | 90 | 31.5 | 36.5 | 4036.4 | -7625.6 | 4037.3 | 200 | -0.015 | 0.0038 | 0.02 | 48 | 2 | 3 | 3 | 5 | 14400 | 7 | 418653.3318 | 778653.3318 | 17183.7709 | 19983.4526 | 37167.2235 | 1 | 18692.6694 | 18.88 | 3920.1909 | 0.6 | 0.4 | 0.2 | 0.1 | 0 | 17.1838 | 8 | 4.19 | 1000 | 1.8 | 2.34 | 0.03096 | 0.043 | 0.03096 | 0.043 | 0.03096 | 0.043 | 5 | 5 | 5 | 1 | 1 | 9 | 1 | 10 | 2 | 1 | 10 | 1 | 12 | 17183.7709 | 17.1838 | 122463.8532 | 3006.2726 | 19983.4526 | 19.9835 | 131302.893 | 3748.4073 | 37167.2235 | 37.1672 | 176119.6957 | 9351.2573 | 0 | 0.06218 | 0.0028099 | 0.0678 | 1180.8 | 0.052895 | 0.1548 | 20 | 10 | 14 | 6 | 1 | 4 | 1661.53 | 1008.62 | 652.91 | 3960 | 668.48 | 40.4167 | 13.91 | 35 | 222 | 0.2 | 0 | 3.6 | 3.1416 | 0.7 | 4.19 | 1000 | 1.8 | 2.34 | 13 | 8.72 | 3200 | 0.84 | 1.29
182 | 4.19 | 4.19 | 4.19 | 1000 | 1000 | 1000 | 1.8 | 1.8 | 1.8 | 2.34 | 2.34 | 2.34 | 360000 | 0.8599 | 12 | 7 | 95 | 90 | 31.5 | 36.5 | 4036.4 | -7625.6 | 4037.3 | 200 | -0.015 | 0.0038 | 0.02 | 48 | 2 | 3 | 3 | 5 | 14400 | 7 | 418653.3318 | 778653.3318 | 17183.7709 | 19983.4526 | 37167.2235 | 1 | 18692.6694 | 18.88 | 3920.1909 | 0.6 | 0.4 | 0.2 | 0.1 | 0 | 17.1838 | 8 | 4.19 | 1000 | 1.8 | 2.34 | 0.03096 | 0.043 | 0.03096 | 0.043 | 0.03096 | 0.043 | 5 | 5 | 5 | 1 | 1 | 9 | 1 | 10 | 2 | 1 | 10 | 1 | 12 | 17183.7709 | 17.1838 | 122463.8532 | 3006.2726 | 19983.4526 | 19.9835 | 131302.893 | 3748.4073 | 37167.2235 | 37.1672 | 176119.6957 | 9351.2573 | 0 | 0.06218 | 0.0028099 | 0.0678 | 1180.8 | 0.052895 | 0.1548 | 20 | 10 | 14 | 6 | 1 | 4 | 1661.53 | 1008.62 | 652.91 | 3960 | 668.48 | 40.4167 | 13.91 | 35 | 222 | 0.2 | 0 | 3.6 | 3.1416 | 0.7 | 4.19 | 1000 | 1.8 | 2.34 | 13 | 8.72 | 3200 | 0.84 | 1.29
183 | 4.19 | 4.19 | 4.19 | 1000 | 1000 | 1000 | 1.8 | 1.8 | 1.8 | 2.34 | 2.34 | 2.34 | 360000 | 0.8599 | 12 | 7 | 95 | 90 | 31.5 | 36.5 | 4036.4 | -7625.6 | 4037.3 | 200 | -0.015 | 0.0038 | 0.02 | 48 | 2 | 3 | 3 | 5 | 14400 | 7 | 418653.3318 | 778653.3318 | 17183.7709 | 19983.4526 | 37167.2235 | 1 | 18692.6694 | 18.88 | 3920.1909 | 0.6 | 0.4 | 0.2 | 0.1 | 0 | 17.1838 | 8 | 4.19 | 1000 | 1.8 | 2.34 | 0.03096 | 0.043 | 0.03096 | 0.043 | 0.03096 | 0.043 | 5 | 5 | 5 | 1 | 1 | 9 | 1 | 10 | 2 | 1 | 10 | 1 | 12 | 17183.7709 | 17.1838 | 122463.8532 | 3006.2726 | 19983.4526 | 19.9835 | 131302.893 | 3748.4073 | 37167.2235 | 37.1672 | 176119.6957 | 9351.2573 | 0 | 0.06218 | 0.0028099 | 0.0678 | 1180.8 | 0.052895 | 0.1548 | 20 | 10 | 14 | 6 | 1 | 4 | 1661.53 | 1008.62 | 652.91 | 3960 | 668.48 | 40.4167 | 13.91 | 35 | 222 | 0.2 | 0 | 3.6 | 3.1416 | 0.7 | 4.19 | 1000 | 1.8 | 2.34 | 13 | 8.72 | 3200 | 0.84 | 1.29
184 | 4.19 | 4.19 | 4.19 | 1000 | 1000 | 1000 | 1.8 | 1.8 | 1.8 | 2.34 | 2.34 | 2.34 | 360000 | 0.8599 | 12 | 7 | 95 | 90 | 31.5 | 36.5 | 4036.4 | -7625.6 | 4037.3 | 200 | -0.015 | 0.0038 | 0.02 | 48 | 2 | 3 | 3 | 5 | 14400 | 7 | 418653.3318 | 778653.3318 | 17183.7709 | 19983.4526 | 37167.2235 | 1 | 18692.6694 | 18.88 | 3920.1909 | 0.6 | 0.4 | 0.2 | 0.1 | 0 | 17.1838 | 8 | 4.19 | 1000 | 1.8 | 2.34 | 0.03096 | 0.043 | 0.03096 | 0.043 | 0.03096 | 0.043 | 5 | 5 | 5 | 1 | 1 | 9 | 1 | 10 | 2 | 1 | 10 | 1 | 12 | 17183.7709 | 17.1838 | 122463.8532 | 3006.2726 | 19983.4526 | 19.9835 | 131302.893 | 3748.4073 | 37167.2235 | 37.1672 | 176119.6957 | 9351.2573 | 0 | 0.06218 | 0.0028099 | 0.0678 | 1180.8 | 0.052895 | 0.1548 | 20 | 10 | 14 | 6 | 1 | 4 | 1661.53 | 1008.62 | 652.91 | 3960 | 668.48 | 40.4167 | 13.91 | 35 | 222 | 0.2 | 0 | 3.6 | 3.1416 | 0.7 | 4.19 | 1000 | 1.8 | 2.34 | 13 | 8.72 | 3200 | 0.84 | 1.29
185 | 4.19 | 4.19 | 4.19 | 1000 | 1000 | 1000 | 1.8 | 1.8 | 1.8 | 2.34 | 2.34 | 2.34 | 360000 | 0.8599 | 12 | 7 | 95 | 90 | 31.5 | 36.5 | 4036.4 | -7625.6 | 4037.3 | 200 | -0.015 | 0.0038 | 0.02 | 48 | 2 | 3 | 3 | 5 | 14400 | 7 | 418653.3318 | 778653.3318 | 17183.7709 | 19983.4526 | 37167.2235 | 1 | 18692.6694 | 18.88 | 3920.1909 | 0.6 | 0.4 | 0.2 | 0.1 | 0 | 17.1838 | 8 | 4.19 | 1000 | 1.8 | 2.34 | 0.03096 | 0.043 | 0.03096 | 0.043 | 0.03096 | 0.043 | 5 | 5 | 5 | 1 | 1 | 9 | 1 | 10 | 2 | 1 | 10 | 1 | 12 | 17183.7709 | 17.1838 | 122463.8532 | 3006.2726 | 19983.4526 | 19.9835 | 131302.893 | 3748.4073 | 37167.2235 | 37.1672 | 176119.6957 | 9351.2573 | 0 | 0.06218 | 0.0028099 | 0.0678 | 1180.8 | 0.052895 | 0.1548 | 20 | 10 | 14 | 6 | 1 | 4 | 1661.53 | 1008.62 | 652.91 | 3960 | 668.48 | 40.4167 | 13.91 | 35 | 222 | 0.2 | 0 | 3.6 | 3.1416 | 0.7 | 4.19 | 1000 | 1.8 | 2.34 | 13 | 8.72 | 3200 | 0.84 | 1.29
186 | 4.19 | 4.19 | 4.19 | 1000 | 1000 | 1000 | 1.8 | 1.8 | 1.8 | 2.34 | 2.34 | 2.34 | 360000 | 0.8599 | 12 | 7 | 95 | 90 | 31.5 | 36.5 | 4036.4 | -7625.6 | 4037.3 | 200 | -0.015 | 0.0038 | 0.02 | 48 | 2 | 3 | 3 | 5 | 14400 | 7 | 418653.3318 | 778653.3318 | 17183.7709 | 19983.4526 | 37167.2235 | 1 | 18692.6694 | 18.88 | 3920.1909 | 0.6 | 0.4 | 0.2 | 0.1 | 0 | 17.1838 | 8 | 4.19 | 1000 | 1.8 | 2.34 | 0.03096 | 0.043 | 0.03096 | 0.043 | 0.03096 | 0.043 | 5 | 5 | 5 | 1 | 1 | 9 | 1 | 10 | 2 | 1 | 10 | 1 | 12 | 17183.7709 | 17.1838 | 122463.8532 | 3006.2726 | 19983.4526 | 19.9835 | 131302.893 | 3748.4073 | 37167.2235 | 37.1672 | 176119.6957 | 9351.2573 | 0 | 0.06218 | 0.0028099 | 0.0678 | 1180.8 | 0.052895 | 0.1548 | 20 | 10 | 14 | 6 | 1 | 4 | 1661.53 | 1008.62 | 652.91 | 3960 | 668.48 | 40.4167 | 13.91 | 35 | 222 | 0.2 | 0 | 3.6 | 3.1416 | 0.7 | 4.19 | 1000 | 1.8 | 2.34 | 13 | 8.72 | 3200 | 0.84 | 1.29
187 | 4.19 | 4.19 | 4.19 | 1000 | 1000 | 1000 | 1.8 | 1.8 | 1.8 | 2.34 | 2.34 | 2.34 | 360000 | 0.8599 | 12 | 7 | 95 | 90 | 31.5 | 36.5 | 4036.4 | -7625.6 | 4037.3 | 200 | -0.015 | 0.0038 | 0.02 | 48 | 2 | 3 | 3 | 5 | 14400 | 7 | 418653.3318 | 778653.3318 | 17183.7709 | 19983.4526 | 37167.2235 | 1 | 18692.6694 | 18.88 | 3920.1909 | 0.6 | 0.4 | 0.2 | 0.1 | 0 | 17.1838 | 8 | 4.19 | 1000 | 1.8 | 2.34 | 0.03096 | 0.043 | 0.03096 | 0.043 | 0.03096 | 0.043 | 5 | 5 | 5 | 1 | 1 | 9 | 1 | 10 | 2 | 1 | 10 | 1 | 12 | 17183.7709 | 17.1838 | 122463.8532 | 3006.2726 | 19983.4526 | 19.9835 | 131302.893 | 3748.4073 | 37167.2235 | 37.1672 | 176119.6957 | 9351.2573 | 0 | 0.06218 | 0.0028099 | 0.0678 | 1180.8 | 0.052895 | 0.1548 | 20 | 10 | 14 | 6 | 1 | 4 | 1661.53 | 1008.62 | 652.91 | 3960 | 668.48 | 40.4167 | 13.91 | 35 | 222 | 0.2 | 0 | 3.6 | 3.1416 | 0.7 | 4.19 | 1000 | 1.8 | 2.34 | 13 | 8.72 | 3200 | 0.84 | 1.29
188 | 4.19 | 4.19 | 4.19 | 1000 | 1000 | 1000 | 1.8 | 1.8 | 1.8 | 2.34 | 2.34 | 2.34 | 360000 | 0.8599 | 12 | 7 | 95 | 90 | 31.5 | 36.5 | 4036.4 | -7625.6 | 4037.3 | 200 | -0.015 | 0.0038 | 0.02 | 48 | 2 | 3 | 3 | 5 | 14400 | 7 | 418653.3318 | 778653.3318 | 17183.7709 | 19983.4526 | 37167.2235 | 1 | 18692.6694 | 18.88 | 3920.1909 | 0.6 | 0.4 | 0.2 | 0.1 | 0 | 17.1838 | 8 | 4.19 | 1000 | 1.8 | 2.34 | 0.03096 | 0.043 | 0.03096 | 0.043 | 0.03096 | 0.043 | 5 | 5 | 5 | 1 | 1 | 9 | 1 | 10 | 2 | 1 | 10 | 1 | 12 | 17183.7709 | 17.1838 | 122463.8532 | 3006.2726 | 19983.4526 | 19.9835 | 131302.893 | 3748.4073 | 37167.2235 | 37.1672 | 176119.6957 | 9351.2573 | 0 | 0.06218 | 0.0028099 | 0.0678 | 1180.8 | 0.052895 | 0.1548 | 20 | 10 | 14 | 6 | 1 | 4 | 1661.53 | 1008.62 | 652.91 | 3960 | 668.48 | 40.4167 | 13.91 | 35 | 222 | 0.2 | 0 | 3.6 | 3.1416 | 0.7 | 4.19 | 1000 | 1.8 | 2.34 | 13 | 8.72 | 3200 | 0.84 | 1.29
189 | 4.19 | 4.19 | 4.19 | 1000 | 1000 | 1000 | 1.8 | 1.8 | 1.8 | 2.34 | 2.34 | 2.34 | 360000 | 0.8599 | 12 | 7 | 95 | 90 | 31.5 | 36.5 | 4036.4 | -7625.6 | 4037.3 | 200 | -0.015 | 0.0038 | 0.02 | 48 | 2 | 3 | 3 | 5 | 14400 | 7 | 418653.3318 | 778653.3318 | 17183.7709 | 19983.4526 | 37167.2235 | 1 | 18692.6694 | 18.88 | 3920.1909 | 0.6 | 0.4 | 0.2 | 0.1 | 0 | 17.1838 | 8 | 4.19 | 1000 | 1.8 | 2.34 | 0.03096 | 0.043 | 0.03096 | 0.043 | 0.03096 | 0.043 | 5 | 5 | 5 | 1 | 1 | 9 | 1 | 10 | 2 | 1 | 10 | 1 | 12 | 17183.7709 | 17.1838 | 122463.8532 | 3006.2726 | 19983.4526 | 19.9835 | 131302.893 | 3748.4073 | 37167.2235 | 37.1672 | 176119.6957 | 9351.2573 | 0 | 0.06218 | 0.0028099 | 0.0678 | 1180.8 | 0.052895 | 0.1548 | 20 | 10 | 14 | 6 | 1 | 4 | 1661.53 | 1008.62 | 652.91 | 3960 | 668.48 | 40.4167 | 13.91 | 35 | 222 | 0.2 | 0 | 3.6 | 3.1416 | 0.7 | 4.19 | 1000 | 1.8 | 2.34 | 13 | 8.72 | 3200 | 0.84 | 1.29
190 | 4.19 | 4.19 | 4.19 | 1000 | 1000 | 1000 | 1.8 | 1.8 | 1.8 | 2.34 | 2.34 | 2.34 | 360000 | 0.8599 | 12 | 7 | 95 | 90 | 31.5 | 36.5 | 4036.4 | -7625.6 | 4037.3 | 200 | -0.015 | 0.0038 | 0.02 | 48 | 2 | 3 | 3 | 5 | 14400 | 7 | 418653.3318 | 778653.3318 | 17183.7709 | 19983.4526 | 37167.2235 | 1 | 18692.6694 | 18.88 | 3920.1909 | 0.6 | 0.4 | 0.2 | 0.1 | 0 | 17.1838 | 8 | 4.19 | 1000 | 1.8 | 2.34 | 0.03096 | 0.043 | 0.03096 | 0.043 | 0.03096 | 0.043 | 5 | 5 | 5 | 1 | 1 | 9 | 1 | 10 | 2 | 1 | 10 | 1 | 12 | 17183.7709 | 17.1838 | 122463.8532 | 3006.2726 | 19983.4526 | 19.9835 | 131302.893 | 3748.4073 | 37167.2235 | 37.1672 | 176119.6957 | 9351.2573 | 0 | 0.06218 | 0.0028099 | 0.0678 | 1180.8 | 0.052895 | 0.1548 | 20 | 10 | 14 | 6 | 1 | 4 | 1661.53 | 1008.62 | 652.91 | 3960 | 668.48 | 40.4167 | 13.91 | 35 | 222 | 0.2 | 0 | 3.6 | 3.1416 | 0.7 | 4.19 | 1000 | 1.8 | 2.34 | 13 | 8.72 | 3200 | 0.84 | 1.29
191 | 4.19 | 4.19 | 4.19 | 1000 | 1000 | 1000 | 1.8 | 1.8 | 1.8 | 2.34 | 2.34 | 2.34 | 360000 | 0.8599 | 12 | 7 | 95 | 90 | 31.5 | 36.5 | 4036.4 | -7625.6 | 4037.3 | 200 | -0.015 | 0.0038 | 0.02 | 48 | 2 | 3 | 3 | 5 | 14400 | 7 | 418653.3318 | 778653.3318 | 17183.7709 | 19983.4526 | 37167.2235 | 1 | 18692.6694 | 18.88 | 3920.1909 | 0.6 | 0.4 | 0.2 | 0.1 | 0 | 17.1838 | 8 | 4.19 | 1000 | 1.8 | 2.34 | 0.03096 | 0.043 | 0.03096 | 0.043 | 0.03096 | 0.043 | 5 | 5 | 5 | 1 | 1 | 9 | 1 | 10 | 2 | 1 | 10 | 1 | 12 | 17183.7709 | 17.1838 | 122463.8532 | 3006.2726 | 19983.4526 | 19.9835 | 131302.893 | 3748.4073 | 37167.2235 | 37.1672 | 176119.6957 | 9351.2573 | 0 | 0.06218 | 0.0028099 | 0.0678 | 1180.8 | 0.052895 | 0.1548 | 20 | 10 | 14 | 6 | 1 | 4 | 1661.53 | 1008.62 | 652.91 | 3960 | 668.48 | 40.4167 | 13.91 | 35 | 222 | 0.2 | 0 | 3.6 | 3.1416 | 0.7 | 4.19 | 1000 | 1.8 | 2.34 | 13 | 8.72 | 3200 | 0.84 | 1.29
192 | 4.19 | 4.19 | 4.19 | 1000 | 1000 | 1000 | 1.8 | 1.8 | 1.8 | 2.34 | 2.34 | 2.34 | 360000 | 0.8599 | 12 | 7 | 95 | 90 | 31.5 | 36.5 | 4036.4 | -7625.6 | 4037.3 | 200 | -0.015 | 0.0038 | 0.02 | 48 | 2 | 3 | 3 | 5 | 14400 | 7 | 418653.3318 | 778653.3318 | 17183.7709 | 19983.4526 | 37167.2235 | 1 | 18692.6694 | 18.88 | 3920.1909 | 0.6 | 0.4 | 0.2 | 0.1 | 0 | 17.1838 | 8 | 4.19 | 1000 | 1.8 | 2.34 | 0.03096 | 0.043 | 0.03096 | 0.043 | 0.03096 | 0.043 | 5 | 5 | 5 | 1 | 1 | 9 | 1 | 10 | 2 | 1 | 10 | 1 | 12 | 17183.7709 | 17.1838 | 122463.8532 | 3006.2726 | 19983.4526 | 19.9835 | 131302.893 | 3748.4073 | 37167.2235 | 37.1672 | 176119.6957 | 9351.2573 | 0 | 0.06218 | 0.0028099 | 0.0678 | 1180.8 | 0.052895 | 0.1548 | 20 | 10 | 14 | 6 | 1 | 4 | 1661.53 | 1008.62 | 652.91 | 3960 | 668.48 | 40.4167 | 13.91 | 35 | 222 | 0.2 | 0 | 3.6 | 3.1416 | 0.7 | 4.19 | 1000 | 1.8 | 2.34 | 13 | 8.72 | 3200 | 0.84 | 1.29
193 | 4.19 | 4.19 | 4.19 | 1000 | 1000 | 1000 | 1.8 | 1.8 | 1.8 | 2.34 | 2.34 | 2.34 | 360000 | 0.8599 | 12 | 7 | 95 | 90 | 31.5 | 36.5 | 4036.4 | -7625.6 | 4037.3 | 200 | -0.015 | 0.0038 | 0.02 | 48 | 2 | 3 | 3 | 5 | 14400 | 7 | 418653.3318 | 778653.3318 | 17183.7709 | 19983.4526 | 37167.2235 | 1 | 18692.6694 | 18.88 | 3920.1909 | 0.6 | 0.4 | 0.2 | 0.1 | 0 | 17.1838 | 8 | 4.19 | 1000 | 1.8 | 2.34 | 0.03096 | 0.043 | 0.03096 | 0.043 | 0.03096 | 0.043 | 5 | 5 | 5 | 1 | 1 | 9 | 1 | 10 | 2 | 1 | 10 | 1 | 12 | 17183.7709 | 17.1838 | 122463.8532 | 3006.2726 | 19983.4526 | 19.9835 | 131302.893 | 3748.4073 | 37167.2235 | 37.1672 | 176119.6957 | 9351.2573 | 0 | 0.06218 | 0.0028099 | 0.0678 | 1180.8 | 0.052895 | 0.1548 | 20 | 10 | 14 | 6 | 1 | 4 | 1661.53 | 1008.62 | 652.91 | 3960 | 668.48 | 40.4167 | 13.91 | 35 | 222 | 0.2 | 0 | 3.6 | 3.1416 | 0.7 | 4.19 | 1000 | 1.8 | 2.34 | 13 | 8.72 | 3200 | 0.84 | 1.29
194 | 4.19 | 4.19 | 4.19 | 1000 | 1000 | 1000 | 1.8 | 1.8 | 1.8 | 2.34 | 2.34 | 2.34 | 360000 | 0.8599 | 12 | 7 | 95 | 90 | 31.5 | 36.5 | 4036.4 | -7625.6 | 4037.3 | 200 | -0.015 | 0.0038 | 0.02 | 48 | 2 | 3 | 3 | 5 | 14400 | 7 | 418653.3318 | 778653.3318 | 17183.7709 | 19983.4526 | 37167.2235 | 1 | 18692.6694 | 18.88 | 3920.1909 | 0.6 | 0.4 | 0.2 | 0.1 | 0 | 17.1838 | 8 | 4.19 | 1000 | 1.8 | 2.34 | 0.03096 | 0.043 | 0.03096 | 0.043 | 0.03096 | 0.043 | 5 | 5 | 5 | 1 | 1 | 9 | 1 | 10 | 2 | 1 | 10 | 1 | 12 | 17183.7709 | 17.1838 | 122463.8532 | 3006.2726 | 19983.4526 | 19.9835 | 131302.893 | 3748.4073 | 37167.2235 | 37.1672 | 176119.6957 | 9351.2573 | 0 | 0.06218 | 0.0028099 | 0.0678 | 1180.8 | 0.052895 | 0.1548 | 20 | 10 | 14 | 6 | 1 | 4 | 1661.53 | 1008.62 | 652.91 | 3960 | 668.48 | 40.4167 | 13.91 | 35 | 222 | 0.2 | 0 | 3.6 | 3.1416 | 0.7 | 4.19 | 1000 | 1.8 | 2.34 | 13 | 8.72 | 3200 | 0.84 | 1.29
195 | 4.19 | 4.19 | 4.19 | 1000 | 1000 | 1000 | 1.8 | 1.8 | 1.8 | 2.34 | 2.34 | 2.34 | 360000 | 0.8599 | 12 | 7 | 95 | 90 | 31.5 | 36.5 | 4036.4 | -7625.6 | 4037.3 | 200 | -0.015 | 0.0038 | 0.02 | 48 | 2 | 3 | 3 | 5 | 14400 | 7 | 418653.3318 | 778653.3318 | 17183.7709 | 19983.4526 | 37167.2235 | 1 | 18692.6694 | 18.88 | 3920.1909 | 0.6 | 0.4 | 0.2 | 0.1 | 0 | 17.1838 | 8 | 4.19 | 1000 | 1.8 | 2.34 | 0.03096 | 0.043 | 0.03096 | 0.043 | 0.03096 | 0.043 | 5 | 5 | 5 | 1 | 1 | 9 | 1 | 10 | 2 | 1 | 10 | 1 | 12 | 17183.7709 | 17.1838 | 122463.8532 | 3006.2726 | 19983.4526 | 19.9835 | 131302.893 | 3748.4073 | 37167.2235 | 37.1672 | 176119.6957 | 9351.2573 | 0 | 0.06218 | 0.0028099 | 0.0678 | 1180.8 | 0.052895 | 0.1548 | 20 | 10 | 14 | 6 | 1 | 4 | 1661.53 | 1008.62 | 652.91 | 3960 | 668.48 | 40.4167 | 13.91 | 35 | 222 | 0.2 | 0 | 3.6 | 3.1416 | 0.7 | 4.19 | 1000 | 1.8 | 2.34 | 13 | 8.72 | 3200 | 0.84 | 1.29
196 | 4.19 | 4.19 | 4.19 | 1000 | 1000 | 1000 | 1.8 | 1.8 | 1.8 | 2.34 | 2.34 | 2.34 | 360000 | 0.8599 | 12 | 7 | 95 | 90 | 31.5 | 36.5 | 4036.4 | -7625.6 | 4037.3 | 200 | -0.015 | 0.0038 | 0.02 | 48 | 2 | 3 | 3 | 5 | 14400 | 7 | 418653.3318 | 778653.3318 | 17183.7709 | 19983.4526 | 37167.2235 | 1 | 18692.6694 | 18.88 | 3920.1909 | 0.6 | 0.4 | 0.2 | 0.1 | 0 | 17.1838 | 8 | 4.19 | 1000 | 1.8 | 2.34 | 0.03096 | 0.043 | 0.03096 | 0.043 | 0.03096 | 0.043 | 5 | 5 | 5 | 1 | 1 | 9 | 1 | 10 | 2 | 1 | 10 | 1 | 12 | 17183.7709 | 17.1838 | 122463.8532 | 3006.2726 | 19983.4526 | 19.9835 | 131302.893 | 3748.4073 | 37167.2235 | 37.1672 | 176119.6957 | 9351.2573 | 0 | 0.06218 | 0.0028099 | 0.0678 | 1180.8 | 0.052895 | 0.1548 | 20 | 10 | 14 | 6 | 1 | 4 | 1661.53 | 1008.62 | 652.91 | 3960 | 668.48 | 40.4167 | 13.91 | 35 | 222 | 0.2 | 0 | 3.6 | 3.1416 | 0.7 | 4.19 | 1000 | 1.8 | 2.34 | 13 | 8.72 | 3200 | 0.84 | 1.29
197 | 4.19 | 4.19 | 4.19 | 1000 | 1000 | 1000 | 1.8 | 1.8 | 1.8 | 2.34 | 2.34 | 2.34 | 360000 | 0.8599 | 12 | 7 | 95 | 90 | 31.5 | 36.5 | 4036.4 | -7625.6 | 4037.3 | 200 | -0.015 | 0.0038 | 0.02 | 48 | 2 | 3 | 3 | 5 | 14400 | 7 | 418653.3318 | 778653.3318 | 17183.7709 | 19983.4526 | 37167.2235 | 1 | 18692.6694 | 18.88 | 3920.1909 | 0.6 | 0.4 | 0.2 | 0.1 | 0 | 17.1838 | 8 | 4.19 | 1000 | 1.8 | 2.34 | 0.03096 | 0.043 | 0.03096 | 0.043 | 0.03096 | 0.043 | 5 | 5 | 5 | 1 | 1 | 9 | 1 | 10 | 2 | 1 | 10 | 1 | 12 | 17183.7709 | 17.1838 | 122463.8532 | 3006.2726 | 19983.4526 | 19.9835 | 131302.893 | 3748.4073 | 37167.2235 | 37.1672 | 176119.6957 | 9351.2573 | 0 | 0.06218 | 0.0028099 | 0.0678 | 1180.8 | 0.052895 | 0.1548 | 20 | 10 | 14 | 6 | 1 | 4 | 1661.53 | 1008.62 | 652.91 | 3960 | 668.48 | 40.4167 | 13.91 | 35 | 222 | 0.2 | 0 | 3.6 | 3.1416 | 0.7 | 4.19 | 1000 | 1.8 | 2.34 | 13 | 8.72 | 3200 | 0.84 | 1.29
198 | 4.19 | 4.19 | 4.19 | 1000 | 1000 | 1000 | 1.8 | 1.8 | 1.8 | 2.34 | 2.34 | 2.34 | 360000 | 0.8599 | 12 | 7 | 95 | 90 | 31.5 | 36.5 | 4036.4 | -7625.6 | 4037.3 | 200 | -0.015 | 0.0038 | 0.02 | 48 | 2 | 3 | 3 | 5 | 14400 | 7 | 418653.3318 | 778653.3318 | 17183.7709 | 19983.4526 | 37167.2235 | 1 | 18692.6694 | 18.88 | 3920.1909 | 0.6 | 0.4 | 0.2 | 0.1 | 0 | 17.1838 | 8 | 4.19 | 1000 | 1.8 | 2.34 | 0.03096 | 0.043 | 0.03096 | 0.043 | 0.03096 | 0.043 | 5 | 5 | 5 | 1 | 1 | 9 | 1 | 10 | 2 | 1 | 10 | 1 | 12 | 17183.7709 | 17.1838 | 122463.8532 | 3006.2726 | 19983.4526 | 19.9835 | 131302.893 | 3748.4073 | 37167.2235 | 37.1672 | 176119.6957 | 9351.2573 | 0 | 0.06218 | 0.0028099 | 0.0678 | 1180.8 | 0.052895 | 0.1548 | 20 | 10 | 14 | 6 | 1 | 4 | 1661.53 | 1008.62 | 652.91 | 3960 | 668.48 | 40.4167 | 13.91 | 35 | 222 | 0.2 | 0 | 3.6 | 3.1416 | 0.7 | 4.19 | 1000 | 1.8 | 2.34 | 13 | 8.72 | 3200 | 0.84 | 1.29
199 | 4.19 | 4.19 | 4.19 | 1000 | 1000 | 1000 | 1.8 | 1.8 | 1.8 | 2.34 | 2.34 | 2.34 | 360000 | 0.8599 | 12 | 7 | 95 | 90 | 31.5 | 36.5 | 4036.4 | -7625.6 | 4037.3 | 200 | -0.015 | 0.0038 | 0.02 | 48 | 2 | 3 | 3 | 5 | 14400 | 7 | 418653.3318 | 778653.3318 | 17183.7709 | 19983.4526 | 37167.2235 | 1 | 18692.6694 | 18.88 | 3920.1909 | 0.6 | 0.4 | 0.2 | 0.1 | 0 | 17.1838 | 8 | 4.19 | 1000 | 1.8 | 2.34 | 0.03096 | 0.043 | 0.03096 | 0.043 | 0.03096 | 0.043 | 5 | 5 | 5 | 1 | 1 | 9 | 1 | 10 | 2 | 1 | 10 | 1 | 12 | 17183.7709 | 17.1838 | 122463.8532 | 3006.2726 | 19983.4526 | 19.9835 | 131302.893 | 3748.4073 | 37167.2235 | 37.1672 | 176119.6957 | 9351.2573 | 0 | 0.06218 | 0.0028099 | 0.0678 | 1180.8 | 0.052895 | 0.1548 | 20 | 10 | 14 | 6 | 1 | 4 | 1661.53 | 1008.62 | 652.91 | 3960 | 668.48 | 40.4167 | 13.91 | 35 | 222 | 0.2 | 0 | 3.6 | 3.1416 | 0.7 | 4.19 | 1000 | 1.8 | 2.34 | 13 | 8.72 | 3200 | 0.84 | 1.29
200 | 4.19 | 4.19 | 4.19 | 1000 | 1000 | 1000 | 1.8 | 1.8 | 1.8 | 2.34 | 2.34 | 2.34 | 360000 | 0.8599 | 12 | 7 | 95 | 90 | 31.5 | 36.5 | 4036.4 | -7625.6 | 4037.3 | 200 | -0.015 | 0.0038 | 0.02 | 48 | 2 | 3 | 3 | 5 | 14400 | 7 | 418653.3318 | 778653.3318 | 17183.7709 | 19983.4526 | 37167.2235 | 1 | 18692.6694 | 18.88 | 3920.1909 | 0.6 | 0.4 | 0.2 | 0.1 | 0 | 17.1838 | 8 | 4.19 | 1000 | 1.8 | 2.34 | 0.03096 | 0.043 | 0.03096 | 0.043 | 0.03096 | 0.043 | 5 | 5 | 5 | 1 | 1 | 9 | 1 | 10 | 2 | 1 | 10 | 1 | 12 | 17183.7709 | 17.1838 | 122463.8532 | 3006.2726 | 19983.4526 | 19.9835 | 131302.893 | 3748.4073 | 37167.2235 | 37.1672 | 176119.6957 | 9351.2573 | 0 | 0.06218 | 0.0028099 | 0.0678 | 1180.8 | 0.052895 | 0.1548 | 20 | 10 | 14 | 6 | 1 | 4 | 1661.53 | 1008.62 | 652.91 | 3960 | 668.48 | 40.4167 | 13.91 | 35 | 222 | 0.2 | 0 | 3.6 | 3.1416 | 0.7 | 4.19 | 1000 | 1.8 | 2.34 | 13 | 8.72 | 3200 | 0.84 | 1.29
201 | 4.19 | 4.19 | 4.19 | 1000 | 1000 | 1000 | 1.8 | 1.8 | 1.8 | 2.34 | 2.34 | 2.34 | 360000 | 0.8599 | 12 | 7 | 95 | 90 | 31.5 | 36.5 | 4036.4 | -7625.6 | 4037.3 | 200 | -0.015 | 0.0038 | 0.02 | 48 | 2 | 3 | 3 | 5 | 14400 | 7 | 418653.3318 | 778653.3318 | 17183.7709 | 19983.4526 | 37167.2235 | 1 | 18692.6694 | 18.88 | 3920.1909 | 0.6 | 0.4 | 0.2 | 0.1 | 0 | 17.1838 | 8 | 4.19 | 1000 | 1.8 | 2.34 | 0.03096 | 0.043 | 0.03096 | 0.043 | 0.03096 | 0.043 | 5 | 5 | 5 | 1 | 1 | 9 | 1 | 10 | 2 | 1 | 10 | 1 | 12 | 17183.7709 | 17.1838 | 122463.8532 | 3006.2726 | 19983.4526 | 19.9835 | 131302.893 | 3748.4073 | 37167.2235 | 37.1672 | 176119.6957 | 9351.2573 | 0 | 0.06218 | 0.0028099 | 0.0678 | 1180.8 | 0.052895 | 0.1548 | 20 | 10 | 14 | 6 | 1 | 4 | 1661.53 | 1008.62 | 652.91 | 3960 | 668.48 | 40.4167 | 13.91 | 35 | 222 | 0.2 | 0 | 3.6 | 3.1416 | 0.7 | 4.19 | 1000 | 1.8 | 2.34 | 13 | 8.72 | 3200 | 0.84 | 1.29
202 | 4.19 | 4.19 | 4.19 | 1000 | 1000 | 1000 | 1.8 | 1.8 | 1.8 | 2.34 | 2.34 | 2.34 | 360000 | 0.8599 | 12 | 7 | 95 | 90 | 31.5 | 36.5 | 4036.4 | -7625.6 | 4037.3 | 200 | -0.015 | 0.0038 | 0.02 | 48 | 2 | 3 | 3 | 5 | 14400 | 7 | 418653.3318 | 778653.3318 | 17183.7709 | 19983.4526 | 37167.2235 | 1 | 18692.6694 | 18.88 | 3920.1909 | 0.6 | 0.4 | 0.2 | 0.1 | 0 | 17.1838 | 8 | 4.19 | 1000 | 1.8 | 2.34 | 0.03096 | 0.043 | 0.03096 | 0.043 | 0.03096 | 0.043 | 5 | 5 | 5 | 1 | 1 | 9 | 1 | 10 | 2 | 1 | 10 | 1 | 12 | 17183.7709 | 17.1838 | 122463.8532 | 3006.2726 | 19983.4526 | 19.9835 | 131302.893 | 3748.4073 | 37167.2235 | 37.1672 | 176119.6957 | 9351.2573 | 0 | 0.06218 | 0.0028099 | 0.0678 | 1180.8 | 0.052895 | 0.1548 | 20 | 10 | 14 | 6 | 1 | 4 | 1661.53 | 1008.62 | 652.91 | 3960 | 668.48 | 40.4167 | 13.91 | 35 | 222 | 0.2 | 0 | 3.6 | 3.1416 | 0.7 | 4.19 | 1000 | 1.8 | 2.34 | 13 | 8.72 | 3200 | 0.84 | 1.29
203 | 4.19 | 4.19 | 4.19 | 1000 | 1000 | 1000 | 1.8 | 1.8 | 1.8 | 2.34 | 2.34 | 2.34 | 360000 | 0.8599 | 12 | 7 | 95 | 90 | 31.5 | 36.5 | 4036.4 | -7625.6 | 4037.3 | 200 | -0.015 | 0.0038 | 0.02 | 48 | 2 | 3 | 3 | 5 | 14400 | 7 | 418653.3318 | 778653.3318 | 17183.7709 | 19983.4526 | 37167.2235 | 1 | 18692.6694 | 18.88 | 3920.1909 | 0.6 | 0.4 | 0.2 | 0.1 | 0 | 17.1838 | 8 | 4.19 | 1000 | 1.8 | 2.34 | 0.03096 | 0.043 | 0.03096 | 0.043 | 0.03096 | 0.043 | 5 | 5 | 5 | 1 | 1 | 9 | 1 | 10 | 2 | 1 | 10 | 1 | 12 | 17183.7709 | 17.1838 | 122463.8532 | 3006.2726 | 19983.4526 | 19.9835 | 131302.893 | 3748.4073 | 37167.2235 | 37.1672 | 176119.6957 | 9351.2573 | 0 | 0.06218 | 0.0028099 | 0.0678 | 1180.8 | 0.052895 | 0.1548 | 20 | 10 | 14 | 6 | 1 | 4 | 1661.53 | 1008.62 | 652.91 | 3960 | 668.48 | 40.4167 | 13.91 | 35 | 222 | 0.2 | 0 | 3.6 | 3.1416 | 0.7 | 4.19 | 1000 | 1.8 | 2.34 | 13 | 8.72 | 3200 | 0.84 | 1.29
204 | 4.19 | 4.19 | 4.19 | 1000 | 1000 | 1000 | 1.8 | 1.8 | 1.8 | 2.34 | 2.34 | 2.34 | 360000 | 0.8599 | 12 | 7 | 95 | 90 | 31.5 | 36.5 | 4036.4 | -7625.6 | 4037.3 | 200 | -0.015 | 0.0038 | 0.02 | 48 | 2 | 3 | 3 | 5 | 14400 | 7 | 418653.3318 | 778653.3318 | 17183.7709 | 19983.4526 | 37167.2235 | 1 | 18692.6694 | 18.88 | 3920.1909 | 0.6 | 0.4 | 0.2 | 0.1 | 0 | 17.1838 | 8 | 4.19 | 1000 | 1.8 | 2.34 | 0.03096 | 0.043 | 0.03096 | 0.043 | 0.03096 | 0.043 | 5 | 5 | 5 | 1 | 1 | 9 | 1 | 10 | 2 | 1 | 10 | 1 | 12 | 17183.7709 | 17.1838 | 122463.8532 | 3006.2726 | 19983.4526 | 19.9835 | 131302.893 | 3748.4073 | 37167.2235 | 37.1672 | 176119.6957 | 9351.2573 | 0 | 0.06218 | 0.0028099 | 0.0678 | 1180.8 | 0.052895 | 0.1548 | 20 | 10 | 14 | 6 | 1 | 4 | 1661.53 | 1008.62 | 652.91 | 3960 | 668.48 | 40.4167 | 13.91 | 35 | 222 | 0.2 | 0 | 3.6 | 3.1416 | 0.7 | 4.19 | 1000 | 1.8 | 2.34 | 13 | 8.72 | 3200 | 0.84 | 1.29
205 | 4.19 | 4.19 | 4.19 | 1000 | 1000 | 1000 | 1.8 | 1.8 | 1.8 | 2.34 | 2.34 | 2.34 | 360000 | 0.8599 | 12 | 7 | 95 | 90 | 31.5 | 36.5 | 4036.4 | -7625.6 | 4037.3 | 200 | -0.015 | 0.0038 | 0.02 | 48 | 2 | 3 | 3 | 5 | 14400 | 7 | 418653.3318 | 778653.3318 | 17183.7709 | 19983.4526 | 37167.2235 | 1 | 18692.6694 | 18.88 | 3920.1909 | 0.6 | 0.4 | 0.2 | 0.1 | 0 | 17.1838 | 8 | 4.19 | 1000 | 1.8 | 2.34 | 0.03096 | 0.043 | 0.03096 | 0.043 | 0.03096 | 0.043 | 5 | 5 | 5 | 1 | 1 | 9 | 1 | 10 | 2 | 1 | 10 | 1 | 12 | 17183.7709 | 17.1838 | 122463.8532 | 3006.2726 | 19983.4526 | 19.9835 | 131302.893 | 3748.4073 | 37167.2235 | 37.1672 | 176119.6957 | 9351.2573 | 0 | 0.06218 | 0.0028099 | 0.0678 | 1180.8 | 0.052895 | 0.1548 | 20 | 10 | 14 | 6 | 1 | 4 | 1661.53 | 1008.62 | 652.91 | 3960 | 668.48 | 40.4167 | 13.91 | 35 | 222 | 0.2 | 0 | 3.6 | 3.1416 | 0.7 | 4.19 | 1000 | 1.8 | 2.34 | 13 | 8.72 | 3200 | 0.84 | 1.29
206 | 4.19 | 4.19 | 4.19 | 1000 | 1000 | 1000 | 1.8 | 1.8 | 1.8 | 2.34 | 2.34 | 2.34 | 360000 | 0.8599 | 12 | 7 | 95 | 90 | 31.5 | 36.5 | 4036.4 | -7625.6 | 4037.3 | 200 | -0.015 | 0.0038 | 0.02 | 48 | 2 | 3 | 3 | 5 | 14400 | 7 | 418653.3318 | 778653.3318 | 17183.7709 | 19983.4526 | 37167.2235 | 1 | 18692.6694 | 18.88 | 3920.1909 | 0.6 | 0.4 | 0.2 | 0.1 | 0 | 17.1838 | 8 | 4.19 | 1000 | 1.8 | 2.34 | 0.03096 | 0.043 | 0.03096 | 0.043 | 0.03096 | 0.043 | 5 | 5 | 5 | 1 | 1 | 9 | 1 | 10 | 2 | 1 | 10 | 1 | 12 | 17183.7709 | 17.1838 | 122463.8532 | 3006.2726 | 19983.4526 | 19.9835 | 131302.893 | 3748.4073 | 37167.2235 | 37.1672 | 176119.6957 | 9351.2573 | 0 | 0.06218 | 0.0028099 | 0.0678 | 1180.8 | 0.052895 | 0.1548 | 20 | 10 | 14 | 6 | 1 | 4 | 1661.53 | 1008.62 | 652.91 | 3960 | 668.48 | 40.4167 | 13.91 | 35 | 222 | 0.2 | 0 | 3.6 | 3.1416 | 0.7 | 4.19 | 1000 | 1.8 | 2.34 | 13 | 8.72 | 3200 | 0.84 | 1.29
207 | 4.19 | 4.19 | 4.19 | 1000 | 1000 | 1000 | 1.8 | 1.8 | 1.8 | 2.34 | 2.34 | 2.34 | 360000 | 0.8599 | 12 | 7 | 95 | 90 | 31.5 | 36.5 | 4036.4 | -7625.6 | 4037.3 | 200 | -0.015 | 0.0038 | 0.02 | 48 | 2 | 3 | 3 | 5 | 14400 | 7 | 418653.3318 | 778653.3318 | 17183.7709 | 19983.4526 | 37167.2235 | 1 | 18692.6694 | 18.88 | 3920.1909 | 0.6 | 0.4 | 0.2 | 0.1 | 0 | 17.1838 | 8 | 4.19 | 1000 | 1.8 | 2.34 | 0.03096 | 0.043 | 0.03096 | 0.043 | 0.03096 | 0.043 | 5 | 5 | 5 | 1 | 1 | 9 | 1 | 10 | 2 | 1 | 10 | 1 | 12 | 17183.7709 | 17.1838 | 122463.8532 | 3006.2726 | 19983.4526 | 19.9835 | 131302.893 | 3748.4073 | 37167.2235 | 37.1672 | 176119.6957 | 9351.2573 | 0 | 0.06218 | 0.0028099 | 0.0678 | 1180.8 | 0.052895 | 0.1548 | 20 | 10 | 14 | 6 | 1 | 4 | 1661.53 | 1008.62 | 652.91 | 3960 | 668.48 | 40.4167 | 13.91 | 35 | 222 | 0.2 | 0 | 3.6 | 3.1416 | 0.7 | 4.19 | 1000 | 1.8 | 2.34 | 13 | 8.72 | 3200 | 0.84 | 1.29
208 | 4.19 | 4.19 | 4.19 | 1000 | 1000 | 1000 | 1.8 | 1.8 | 1.8 | 2.34 | 2.34 | 2.34 | 360000 | 0.8599 | 12 | 7 | 95 | 90 | 31.5 | 36.5 | 4036.4 | -7625.6 | 4037.3 | 200 | -0.015 | 0.0038 | 0.02 | 48 | 2 | 3 | 3 | 5 | 14400 | 7 | 418653.3318 | 778653.3318 | 17183.7709 | 19983.4526 | 37167.2235 | 1 | 18692.6694 | 18.88 | 3920.1909 | 0.6 | 0.4 | 0.2 | 0.1 | 0 | 17.1838 | 8 | 4.19 | 1000 | 1.8 | 2.34 | 0.03096 | 0.043 | 0.03096 | 0.043 | 0.03096 | 0.043 | 5 | 5 | 5 | 1 | 1 | 9 | 1 | 10 | 2 | 1 | 10 | 1 | 12 | 17183.7709 | 17.1838 | 122463.8532 | 3006.2726 | 19983.4526 | 19.9835 | 131302.893 | 3748.4073 | 37167.2235 | 37.1672 | 176119.6957 | 9351.2573 | 0 | 0.06218 | 0.0028099 | 0.0678 | 1180.8 | 0.052895 | 0.1548 | 20 | 10 | 14 | 6 | 1 | 4 | 1661.53 | 1008.62 | 652.91 | 3960 | 668.48 | 40.4167 | 13.91 | 35 | 222 | 0.2 | 0 | 3.6 | 3.1416 | 0.7 | 4.19 | 1000 | 1.8 | 2.34 | 13 | 8.72 | 3200 | 0.84 | 1.29
209 | 4.19 | 4.19 | 4.19 | 1000 | 1000 | 1000 | 1.8 | 1.8 | 1.8 | 2.34 | 2.34 | 2.34 | 360000 | 0.8599 | 12 | 7 | 95 | 90 | 31.5 | 36.5 | 4036.4 | -7625.6 | 4037.3 | 200 | -0.015 | 0.0038 | 0.02 | 48 | 2 | 3 | 3 | 5 | 14400 | 7 | 418653.3318 | 778653.3318 | 17183.7709 | 19983.4526 | 37167.2235 | 1 | 18692.6694 | 18.88 | 3920.1909 | 0.6 | 0.4 | 0.2 | 0.1 | 0 | 17.1838 | 8 | 4.19 | 1000 | 1.8 | 2.34 | 0.03096 | 0.043 | 0.03096 | 0.043 | 0.03096 | 0.043 | 5 | 5 | 5 | 1 | 1 | 9 | 1 | 10 | 2 | 1 | 10 | 1 | 12 | 17183.7709 | 17.1838 | 122463.8532 | 3006.2726 | 19983.4526 | 19.9835 | 131302.893 | 3748.4073 | 37167.2235 | 37.1672 | 176119.6957 | 9351.2573 | 0 | 0.06218 | 0.0028099 | 0.0678 | 1180.8 | 0.052895 | 0.1548 | 20 | 10 | 14 | 6 | 1 | 4 | 1661.53 | 1008.62 | 652.91 | 3960 | 668.48 | 40.4167 | 13.91 | 35 | 222 | 0.2 | 0 | 3.6 | 3.1416 | 0.7 | 4.19 | 1000 | 1.8 | 2.34 | 13 | 8.72 | 3200 | 0.84 | 1.29
210 | 4.19 | 4.19 | 4.19 | 1000 | 1000 | 1000 | 1.8 | 1.8 | 1.8 | 2.34 | 2.34 | 2.34 | 360000 | 0.8599 | 12 | 7 | 95 | 90 | 31.5 | 36.5 | 4036.4 | -7625.6 | 4037.3 | 200 | -0.015 | 0.0038 | 0.02 | 48 | 2 | 3 | 3 | 5 | 14400 | 7 | 418653.3318 | 778653.3318 | 17183.7709 | 19983.4526 | 37167.2235 | 1 | 18692.6694 | 18.88 | 3920.1909 | 0.6 | 0.4 | 0.2 | 0.1 | 0 | 17.1838 | 8 | 4.19 | 1000 | 1.8 | 2.34 | 0.03096 | 0.043 | 0.03096 | 0.043 | 0.03096 | 0.043 | 5 | 5 | 5 | 1 | 1 | 9 | 1 | 10 | 2 | 1 | 10 | 1 | 12 | 17183.7709 | 17.1838 | 122463.8532 | 3006.2726 | 19983.4526 | 19.9835 | 131302.893 | 3748.4073 | 37167.2235 | 37.1672 | 176119.6957 | 9351.2573 | 0 | 0.06218 | 0.0028099 | 0.0678 | 1180.8 | 0.052895 | 0.1548 | 20 | 10 | 14 | 6 | 1 | 4 | 1661.53 | 1008.62 | 652.91 | 3960 | 668.48 | 40.4167 | 13.91 | 35 | 222 | 0.2 | 0 | 3.6 | 3.1416 | 0.7 | 4.19 | 1000 | 1.8 | 2.34 | 13 | 8.72 | 3200 | 0.84 | 1.29
211 | 4.19 | 4.19 | 4.19 | 1000 | 1000 | 1000 | 1.8 | 1.8 | 1.8 | 2.34 | 2.34 | 2.34 | 360000 | 0.8599 | 12 | 7 | 95 | 90 | 31.5 | 36.5 | 4036.4 | -7625.6 | 4037.3 | 200 | -0.015 | 0.0038 | 0.02 | 48 | 2 | 3 | 3 | 5 | 14400 | 7 | 418653.3318 | 778653.3318 | 17183.7709 | 19983.4526 | 37167.2235 | 1 | 18692.6694 | 18.88 | 3920.1909 | 0.6 | 0.4 | 0.2 | 0.1 | 0 | 17.1838 | 8 | 4.19 | 1000 | 1.8 | 2.34 | 0.03096 | 0.043 | 0.03096 | 0.043 | 0.03096 | 0.043 | 5 | 5 | 5 | 1 | 1 | 9 | 1 | 10 | 2 | 1 | 10 | 1 | 12 | 17183.7709 | 17.1838 | 122463.8532 | 3006.2726 | 19983.4526 | 19.9835 | 131302.893 | 3748.4073 | 37167.2235 | 37.1672 | 176119.6957 | 9351.2573 | 0 | 0.06218 | 0.0028099 | 0.0678 | 1180.8 | 0.052895 | 0.1548 | 20 | 10 | 14 | 6 | 1 | 4 | 1661.53 | 1008.62 | 652.91 | 3960 | 668.48 | 40.4167 | 13.91 | 35 | 222 | 0.2 | 0 | 3.6 | 3.1416 | 0.7 | 4.19 | 1000 | 1.8 | 2.34 | 13 | 8.72 | 3200 | 0.84 | 1.29
212 | 4.19 | 4.19 | 4.19 | 1000 | 1000 | 1000 | 1.8 | 1.8 | 1.8 | 2.34 | 2.34 | 2.34 | 360000 | 0.8599 | 12 | 7 | 95 | 90 | 31.5 | 36.5 | 4036.4 | -7625.6 | 4037.3 | 200 | -0.015 | 0.0038 | 0.02 | 48 | 2 | 3 | 3 | 5 | 14400 | 7 | 418653.3318 | 778653.3318 | 17183.7709 | 19983.4526 | 37167.2235 | 1 | 18692.6694 | 18.88 | 3920.1909 | 0.6 | 0.4 | 0.2 | 0.1 | 0 | 17.1838 | 8 | 4.19 | 1000 | 1.8 | 2.34 | 0.03096 | 0.043 | 0.03096 | 0.043 | 0.03096 | 0.043 | 5 | 5 | 5 | 1 | 1 | 9 | 1 | 10 | 2 | 1 | 10 | 1 | 12 | 17183.7709 | 17.1838 | 122463.8532 | 3006.2726 | 19983.4526 | 19.9835 | 131302.893 | 3748.4073 | 37167.2235 | 37.1672 | 176119.6957 | 9351.2573 | 0 | 0.06218 | 0.0028099 | 0.0678 | 1180.8 | 0.052895 | 0.1548 | 20 | 10 | 14 | 6 | 1 | 4 | 1661.53 | 1008.62 | 652.91 | 3960 | 668.48 | 40.4167 | 13.91 | 35 | 222 | 0.2 | 0 | 3.6 | 3.1416 | 0.7 | 4.19 | 1000 | 1.8 | 2.34 | 13 | 8.72 | 3200 | 0.84 | 1.29
213 | 4.19 | 4.19 | 4.19 | 1000 | 1000 | 1000 | 1.8 | 1.8 | 1.8 | 2.34 | 2.34 | 2.34 | 360000 | 0.8599 | 12 | 7 | 95 | 90 | 31.5 | 36.5 | 4036.4 | -7625.6 | 4037.3 | 200 | -0.015 | 0.0038 | 0.02 | 48 | 2 | 3 | 3 | 5 | 14400 | 7 | 418653.3318 | 778653.3318 | 17183.7709 | 19983.4526 | 37167.2235 | 1 | 18692.6694 | 18.88 | 3920.1909 | 0.6 | 0.4 | 0.2 | 0.1 | 0 | 17.1838 | 8 | 4.19 | 1000 | 1.8 | 2.34 | 0.03096 | 0.043 | 0.03096 | 0.043 | 0.03096 | 0.043 | 5 | 5 | 5 | 1 | 1 | 9 | 1 | 10 | 2 | 1 | 10 | 1 | 12 | 17183.7709 | 17.1838 | 122463.8532 | 3006.2726 | 19983.4526 | 19.9835 | 131302.893 | 3748.4073 | 37167.2235 | 37.1672 | 176119.6957 | 9351.2573 | 0 | 0.06218 | 0.0028099 | 0.0678 | 1180.8 | 0.052895 | 0.1548 | 20 | 10 | 14 | 6 | 1 | 4 | 1661.53 | 1008.62 | 652.91 | 3960 | 668.48 | 40.4167 | 13.91 | 35 | 222 | 0.2 | 0 | 3.6 | 3.1416 | 0.7 | 4.19 | 1000 | 1.8 | 2.34 | 13 | 8.72 | 3200 | 0.84 | 1.29
214 | 4.19 | 4.19 | 4.19 | 1000 | 1000 | 1000 | 1.8 | 1.8 | 1.8 | 2.34 | 2.34 | 2.34 | 360000 | 0.8599 | 12 | 7 | 95 | 90 | 31.5 | 36.5 | 4036.4 | -7625.6 | 4037.3 | 200 | -0.015 | 0.0038 | 0.02 | 48 | 2 | 3 | 3 | 5 | 14400 | 7 | 418653.3318 | 778653.3318 | 17183.7709 | 19983.4526 | 37167.2235 | 1 | 18692.6694 | 18.88 | 3920.1909 | 0.6 | 0.4 | 0.2 | 0.1 | 0 | 17.1838 | 8 | 4.19 | 1000 | 1.8 | 2.34 | 0.03096 | 0.043 | 0.03096 | 0.043 | 0.03096 | 0.043 | 5 | 5 | 5 | 1 | 1 | 9 | 1 | 10 | 2 | 1 | 10 | 1 | 12 | 17183.7709 | 17.1838 | 122463.8532 | 3006.2726 | 19983.4526 | 19.9835 | 131302.893 | 3748.4073 | 37167.2235 | 37.1672 | 176119.6957 | 9351.2573 | 0 | 0.06218 | 0.0028099 | 0.0678 | 1180.8 | 0.052895 | 0.1548 | 20 | 10 | 14 | 6 | 1 | 4 | 1661.53 | 1008.62 | 652.91 | 3960 | 668.48 | 40.4167 | 13.91 | 35 | 222 | 0.2 | 0 | 3.6 | 3.1416 | 0.7 | 4.19 | 1000 | 1.8 | 2.34 | 13 | 8.72 | 3200 | 0.84 | 1.29
215 | 4.19 | 4.19 | 4.19 | 1000 | 1000 | 1000 | 1.8 | 1.8 | 1.8 | 2.34 | 2.34 | 2.34 | 360000 | 0.8599 | 12 | 7 | 95 | 90 | 31.5 | 36.5 | 4036.4 | -7625.6 | 4037.3 | 200 | -0.015 | 0.0038 | 0.02 | 48 | 2 | 3 | 3 | 5 | 14400 | 7 | 418653.3318 | 778653.3318 | 17183.7709 | 19983.4526 | 37167.2235 | 1 | 18692.6694 | 18.88 | 3920.1909 | 0.6 | 0.4 | 0.2 | 0.1 | 0 | 17.1838 | 8 | 4.19 | 1000 | 1.8 | 2.34 | 0.03096 | 0.043 | 0.03096 | 0.043 | 0.03096 | 0.043 | 5 | 5 | 5 | 1 | 1 | 9 | 1 | 10 | 2 | 1 | 10 | 1 | 12 | 17183.7709 | 17.1838 | 122463.8532 | 3006.2726 | 19983.4526 | 19.9835 | 131302.893 | 3748.4073 | 37167.2235 | 37.1672 | 176119.6957 | 9351.2573 | 0 | 0.06218 | 0.0028099 | 0.0678 | 1180.8 | 0.052895 | 0.1548 | 20 | 10 | 14 | 6 | 1 | 4 | 1661.53 | 1008.62 | 652.91 | 3960 | 668.48 | 40.4167 | 13.91 | 35 | 222 | 0.2 | 0 | 3.6 | 3.1416 | 0.7 | 4.19 | 1000 | 1.8 | 2.34 | 13 | 8.72 | 3200 | 0.84 | 1.29
216 | 4.19 | 4.19 | 4.19 | 1000 | 1000 | 1000 | 1.8 | 1.8 | 1.8 | 2.34 | 2.34 | 2.34 | 360000 | 0.8599 | 12 | 7 | 95 | 90 | 31.5 | 36.5 | 4036.4 | -7625.6 | 4037.3 | 200 | -0.015 | 0.0038 | 0.02 | 48 | 2 | 3 | 3 | 5 | 14400 | 7 | 418653.3318 | 778653.3318 | 17183.7709 | 19983.4526 | 37167.2235 | 1 | 18692.6694 | 18.88 | 3920.1909 | 0.6 | 0.4 | 0.2 | 0.1 | 0 | 17.1838 | 8 | 4.19 | 1000 | 1.8 | 2.34 | 0.03096 | 0.043 | 0.03096 | 0.043 | 0.03096 | 0.043 | 5 | 5 | 5 | 1 | 1 | 9 | 1 | 10 | 2 | 1 | 10 | 1 | 12 | 17183.7709 | 17.1838 | 122463.8532 | 3006.2726 | 19983.4526 | 19.9835 | 131302.893 | 3748.4073 | 37167.2235 | 37.1672 | 176119.6957 | 9351.2573 | 0 | 0.06218 | 0.0028099 | 0.0678 | 1180.8 | 0.052895 | 0.1548 | 20 | 10 | 14 | 6 | 1 | 4 | 1661.53 | 1008.62 | 652.91 | 3960 | 668.48 | 40.4167 | 13.91 | 35 | 222 | 0.2 | 0 | 3.6 | 3.1416 | 0.7 | 4.19 | 1000 | 1.8 | 2.34 | 13 | 8.72 | 3200 | 0.84 | 1.29
217 | 4.19 | 4.19 | 4.19 | 1000 | 1000 | 1000 | 1.8 | 1.8 | 1.8 | 2.34 | 2.34 | 2.34 | 360000 | 0.8599 | 12 | 7 | 95 | 90 | 31.5 | 36.5 | 4036.4 | -7625.6 | 4037.3 | 200 | -0.015 | 0.0038 | 0.02 | 48 | 2 | 3 | 3 | 5 | 14400 | 7 | 418653.3318 | 778653.3318 | 17183.7709 | 19983.4526 | 37167.2235 | 1 | 18692.6694 | 18.88 | 3920.1909 | 0.6 | 0.4 | 0.2 | 0.1 | 0 | 17.1838 | 8 | 4.19 | 1000 | 1.8 | 2.34 | 0.03096 | 0.043 | 0.03096 | 0.043 | 0.03096 | 0.043 | 5 | 5 | 5 | 1 | 1 | 9 | 1 | 10 | 2 | 1 | 10 | 1 | 12 | 17183.7709 | 17.1838 | 122463.8532 | 3006.2726 | 19983.4526 | 19.9835 | 131302.893 | 3748.4073 | 37167.2235 | 37.1672 | 176119.6957 | 9351.2573 | 0 | 0.06218 | 0.0028099 | 0.0678 | 1180.8 | 0.052895 | 0.1548 | 20 | 10 | 14 | 6 | 1 | 4 | 1661.53 | 1008.62 | 652.91 | 3960 | 668.48 | 40.4167 | 13.91 | 35 | 222 | 0.2 | 0 | 3.6 | 3.1416 | 0.7 | 4.19 | 1000 | 1.8 | 2.34 | 13 | 8.72 | 3200 | 0.84 | 1.29
218 | 4.19 | 4.19 | 4.19 | 1000 | 1000 | 1000 | 1.8 | 1.8 | 1.8 | 2.34 | 2.34 | 2.34 | 360000 | 0.8599 | 12 | 7 | 95 | 90 | 31.5 | 36.5 | 4036.4 | -7625.6 | 4037.3 | 200 | -0.015 | 0.0038 | 0.02 | 48 | 2 | 3 | 3 | 5 | 14400 | 7 | 418653.3318 | 778653.3318 | 17183.7709 | 19983.4526 | 37167.2235 | 1 | 18692.6694 | 18.88 | 3920.1909 | 0.6 | 0.4 | 0.2 | 0.1 | 0 | 17.1838 | 8 | 4.19 | 1000 | 1.8 | 2.34 | 0.03096 | 0.043 | 0.03096 | 0.043 | 0.03096 | 0.043 | 5 | 5 | 5 | 1 | 1 | 9 | 1 | 10 | 2 | 1 | 10 | 1 | 12 | 17183.7709 | 17.1838 | 122463.8532 | 3006.2726 | 19983.4526 | 19.9835 | 131302.893 | 3748.4073 | 37167.2235 | 37.1672 | 176119.6957 | 9351.2573 | 0 | 0.06218 | 0.0028099 | 0.0678 | 1180.8 | 0.052895 | 0.1548 | 20 | 10 | 14 | 6 | 1 | 4 | 1661.53 | 1008.62 | 652.91 | 3960 | 668.48 | 40.4167 | 13.91 | 35 | 222 | 0.2 | 0 | 3.6 | 3.1416 | 0.7 | 4.19 | 1000 | 1.8 | 2.34 | 13 | 8.72 | 3200 | 0.84 | 1.29
219 | 4.19 | 4.19 | 4.19 | 1000 | 1000 | 1000 | 1.8 | 1.8 | 1.8 | 2.34 | 2.34 | 2.34 | 360000 | 0.8599 | 12 | 7 | 95 | 90 | 31.5 | 36.5 | 4036.4 | -7625.6 | 4037.3 | 200 | -0.015 | 0.0038 | 0.02 | 48 | 2 | 3 | 3 | 5 | 14400 | 7 | 418653.3318 | 778653.3318 | 17183.7709 | 19983.4526 | 37167.2235 | 1 | 18692.6694 | 18.88 | 3920.1909 | 0.6 | 0.4 | 0.2 | 0.1 | 0 | 17.1838 | 8 | 4.19 | 1000 | 1.8 | 2.34 | 0.03096 | 0.043 | 0.03096 | 0.043 | 0.03096 | 0.043 | 5 | 5 | 5 | 1 | 1 | 9 | 1 | 10 | 2 | 1 | 10 | 1 | 12 | 17183.7709 | 17.1838 | 122463.8532 | 3006.2726 | 19983.4526 | 19.9835 | 131302.893 | 3748.4073 | 37167.2235 | 37.1672 | 176119.6957 | 9351.2573 | 0 | 0.06218 | 0.0028099 | 0.0678 | 1180.8 | 0.052895 | 0.1548 | 20 | 10 | 14 | 6 | 1 | 4 | 1661.53 | 1008.62 | 652.91 | 3960 | 668.48 | 40.4167 | 13.91 | 35 | 222 | 0.2 | 0 | 3.6 | 3.1416 | 0.7 | 4.19 | 1000 | 1.8 | 2.34 | 13 | 8.72 | 3200 | 0.84 | 1.29
220 | 4.19 | 4.19 | 4.19 | 1000 | 1000 | 1000 | 1.8 | 1.8 | 1.8 | 2.34 | 2.34 | 2.34 | 360000 | 0.8599 | 12 | 7 | 95 | 90 | 31.5 | 36.5 | 4036.4 | -7625.6 | 4037.3 | 200 | -0.015 | 0.0038 | 0.02 | 48 | 2 | 3 | 3 | 5 | 14400 | 7 | 418653.3318 | 778653.3318 | 17183.7709 | 19983.4526 | 37167.2235 | 1 | 18692.6694 | 18.88 | 3920.1909 | 0.6 | 0.4 | 0.2 | 0.1 | 0 | 17.1838 | 8 | 4.19 | 1000 | 1.8 | 2.34 | 0.03096 | 0.043 | 0.03096 | 0.043 | 0.03096 | 0.043 | 5 | 5 | 5 | 1 | 1 | 9 | 1 | 10 | 2 | 1 | 10 | 1 | 12 | 17183.7709 | 17.1838 | 122463.8532 | 3006.2726 | 19983.4526 | 19.9835 | 131302.893 | 3748.4073 | 37167.2235 | 37.1672 | 176119.6957 | 9351.2573 | 0 | 0.06218 | 0.0028099 | 0.0678 | 1180.8 | 0.052895 | 0.1548 | 20 | 10 | 14 | 6 | 1 | 4 | 1661.53 | 1008.62 | 652.91 | 3960 | 668.48 | 40.4167 | 13.91 | 35 | 222 | 0.2 | 0 | 3.6 | 3.1416 | 0.7 | 4.19 | 1000 | 1.8 | 2.34 | 13 | 8.72 | 3200 | 0.84 | 1.29
221 | 4.19 | 4.19 | 4.19 | 1000 | 1000 | 1000 | 1.8 | 1.8 | 1.8 | 2.34 | 2.34 | 2.34 | 360000 | 0.8599 | 12 | 7 | 95 | 90 | 31.5 | 36.5 | 4036.4 | -7625.6 | 4037.3 | 200 | -0.015 | 0.0038 | 0.02 | 48 | 2 | 3 | 3 | 5 | 14400 | 7 | 418653.3318 | 778653.3318 | 17183.7709 | 19983.4526 | 37167.2235 | 1 | 18692.6694 | 18.88 | 3920.1909 | 0.6 | 0.4 | 0.2 | 0.1 | 0 | 17.1838 | 8 | 4.19 | 1000 | 1.8 | 2.34 | 0.03096 | 0.043 | 0.03096 | 0.043 | 0.03096 | 0.043 | 5 | 5 | 5 | 1 | 1 | 9 | 1 | 10 | 2 | 1 | 10 | 1 | 12 | 17183.7709 | 17.1838 | 122463.8532 | 3006.2726 | 19983.4526 | 19.9835 | 131302.893 | 3748.4073 | 37167.2235 | 37.1672 | 176119.6957 | 9351.2573 | 0 | 0.06218 | 0.0028099 | 0.0678 | 1180.8 | 0.052895 | 0.1548 | 20 | 10 | 14 | 6 | 1 | 4 | 1661.53 | 1008.62 | 652.91 | 3960 | 668.48 | 40.4167 | 13.91 | 35 | 222 | 0.2 | 0 | 3.6 | 3.1416 | 0.7 | 4.19 | 1000 | 1.8 | 2.34 | 13 | 8.72 | 3200 | 0.84 | 1.29
222 | 4.19 | 4.19 | 4.19 | 1000 | 1000 | 1000 | 1.8 | 1.8 | 1.8 | 2.34 | 2.34 | 2.34 | 360000 | 0.8599 | 12 | 7 | 95 | 90 | 31.5 | 36.5 | 4036.4 | -7625.6 | 4037.3 | 200 | -0.015 | 0.0038 | 0.02 | 48 | 2 | 3 | 3 | 5 | 14400 | 7 | 418653.3318 | 778653.3318 | 17183.7709 | 19983.4526 | 37167.2235 | 1 | 18692.6694 | 18.88 | 3920.1909 | 0.6 | 0.4 | 0.2 | 0.1 | 0 | 17.1838 | 8 | 4.19 | 1000 | 1.8 | 2.34 | 0.03096 | 0.043 | 0.03096 | 0.043 | 0.03096 | 0.043 | 5 | 5 | 5 | 1 | 1 | 9 | 1 | 10 | 2 | 1 | 10 | 1 | 12 | 17183.7709 | 17.1838 | 122463.8532 | 3006.2726 | 19983.4526 | 19.9835 | 131302.893 | 3748.4073 | 37167.2235 | 37.1672 | 176119.6957 | 9351.2573 | 0 | 0.06218 | 0.0028099 | 0.0678 | 1180.8 | 0.052895 | 0.1548 | 20 | 10 | 14 | 6 | 1 | 4 | 1661.53 | 1008.62 | 652.91 | 3960 | 668.48 | 40.4167 | 13.91 | 35 | 222 | 0.2 | 0 | 3.6 | 3.1416 | 0.7 | 4.19 | 1000 | 1.8 | 2.34 | 13 | 8.72 | 3200 | 0.84 | 1.29
223 | 4.19 | 4.19 | 4.19 | 1000 | 1000 | 1000 | 1.8 | 1.8 | 1.8 | 2.34 | 2.34 | 2.34 | 360000 | 0.8599 | 12 | 7 | 95 | 90 | 31.5 | 36.5 | 4036.4 | -7625.6 | 4037.3 | 200 | -0.015 | 0.0038 | 0.02 | 48 | 2 | 3 | 3 | 5 | 14400 | 7 | 418653.3318 | 778653.3318 | 17183.7709 | 19983.4526 | 37167.2235 | 1 | 18692.6694 | 18.88 | 3920.1909 | 0.6 | 0.4 | 0.2 | 0.1 | 0 | 17.1838 | 8 | 4.19 | 1000 | 1.8 | 2.34 | 0.03096 | 0.043 | 0.03096 | 0.043 | 0.03096 | 0.043 | 5 | 5 | 5 | 1 | 1 | 9 | 1 | 10 | 2 | 1 | 10 | 1 | 12 | 17183.7709 | 17.1838 | 122463.8532 | 3006.2726 | 19983.4526 | 19.9835 | 131302.893 | 3748.4073 | 37167.2235 | 37.1672 | 176119.6957 | 9351.2573 | 0 | 0.06218 | 0.0028099 | 0.0678 | 1180.8 | 0.052895 | 0.1548 | 20 | 10 | 14 | 6 | 1 | 4 | 1661.53 | 1008.62 | 652.91 | 3960 | 668.48 | 40.4167 | 13.91 | 35 | 222 | 0.2 | 0 | 3.6 | 3.1416 | 0.7 | 4.19 | 1000 | 1.8 | 2.34 | 13 | 8.72 | 3200 | 0.84 | 1.29
224 | 4.19 | 4.19 | 4.19 | 1000 | 1000 | 1000 | 1.8 | 1.8 | 1.8 | 2.34 | 2.34 | 2.34 | 360000 | 0.8599 | 12 | 7 | 95 | 90 | 31.5 | 36.5 | 4036.4 | -7625.6 | 4037.3 | 200 | -0.015 | 0.0038 | 0.02 | 48 | 2 | 3 | 3 | 5 | 14400 | 7 | 418653.3318 | 778653.3318 | 17183.7709 | 19983.4526 | 37167.2235 | 1 | 18692.6694 | 18.88 | 3920.1909 | 0.6 | 0.4 | 0.2 | 0.1 | 0 | 17.1838 | 8 | 4.19 | 1000 | 1.8 | 2.34 | 0.03096 | 0.043 | 0.03096 | 0.043 | 0.03096 | 0.043 | 5 | 5 | 5 | 1 | 1 | 9 | 1 | 10 | 2 | 1 | 10 | 1 | 12 | 17183.7709 | 17.1838 | 122463.8532 | 3006.2726 | 19983.4526 | 19.9835 | 131302.893 | 3748.4073 | 37167.2235 | 37.1672 | 176119.6957 | 9351.2573 | 0 | 0.06218 | 0.0028099 | 0.0678 | 1180.8 | 0.052895 | 0.1548 | 20 | 10 | 14 | 6 | 1 | 4 | 1661.53 | 1008.62 | 652.91 | 3960 | 668.48 | 40.4167 | 13.91 | 35 | 222 | 0.2 | 0 | 3.6 | 3.1416 | 0.7 | 4.19 | 1000 | 1.8 | 2.34 | 13 | 8.72 | 3200 | 0.84 | 1.29
225 | 4.19 | 4.19 | 4.19 | 1000 | 1000 | 1000 | 1.8 | 1.8 | 1.8 | 2.34 | 2.34 | 2.34 | 360000 | 0.8599 | 12 | 7 | 95 | 90 | 31.5 | 36.5 | 4036.4 | -7625.6 | 4037.3 | 200 | -0.015 | 0.0038 | 0.02 | 48 | 2 | 3 | 3 | 5 | 14400 | 7 | 418653.3318 | 778653.3318 | 17183.7709 | 19983.4526 | 37167.2235 | 1 | 18692.6694 | 18.88 | 3920.1909 | 0.6 | 0.4 | 0.2 | 0.1 | 0 | 17.1838 | 8 | 4.19 | 1000 | 1.8 | 2.34 | 0.03096 | 0.043 | 0.03096 | 0.043 | 0.03096 | 0.043 | 5 | 5 | 5 | 1 | 1 | 9 | 1 | 10 | 2 | 1 | 10 | 1 | 12 | 17183.7709 | 17.1838 | 122463.8532 | 3006.2726 | 19983.4526 | 19.9835 | 131302.893 | 3748.4073 | 37167.2235 | 37.1672 | 176119.6957 | 9351.2573 | 0 | 0.06218 | 0.0028099 | 0.0678 | 1180.8 | 0.052895 | 0.1548 | 20 | 10 | 14 | 6 | 1 | 4 | 1661.53 | 1008.62 | 652.91 | 3960 | 668.48 | 40.4167 | 13.91 | 35 | 222 | 0.2 | 0 | 3.6 | 3.1416 | 0.7 | 4.19 | 1000 | 1.8 | 2.34 | 13 | 8.72 | 3200 | 0.84 | 1.29
226 | 4.19 | 4.19 | 4.19 | 1000 | 1000 | 1000 | 1.8 | 1.8 | 1.8 | 2.34 | 2.34 | 2.34 | 360000 | 0.8599 | 12 | 7 | 95 | 90 | 31.5 | 36.5 | 4036.4 | -7625.6 | 4037.3 | 200 | -0.015 | 0.0038 | 0.02 | 48 | 2 | 3 | 3 | 5 | 14400 | 7 | 418653.3318 | 778653.3318 | 17183.7709 | 19983.4526 | 37167.2235 | 1 | 18692.6694 | 18.88 | 3920.1909 | 0.6 | 0.4 | 0.2 | 0.1 | 0 | 17.1838 | 8 | 4.19 | 1000 | 1.8 | 2.34 | 0.03096 | 0.043 | 0.03096 | 0.043 | 0.03096 | 0.043 | 5 | 5 | 5 | 1 | 1 | 9 | 1 | 10 | 2 | 1 | 10 | 1 | 12 | 17183.7709 | 17.1838 | 122463.8532 | 3006.2726 | 19983.4526 | 19.9835 | 131302.893 | 3748.4073 | 37167.2235 | 37.1672 | 176119.6957 | 9351.2573 | 0 | 0.06218 | 0.0028099 | 0.0678 | 1180.8 | 0.052895 | 0.1548 | 20 | 10 | 14 | 6 | 1 | 4 | 1661.53 | 1008.62 | 652.91 | 3960 | 668.48 | 40.4167 | 13.91 | 35 | 222 | 0.2 | 0 | 3.6 | 3.1416 | 0.7 | 4.19 | 1000 | 1.8 | 2.34 | 13 | 8.72 | 3200 | 0.84 | 1.29
227 | 4.19 | 4.19 | 4.19 | 1000 | 1000 | 1000 | 1.8 | 1.8 | 1.8 | 2.34 | 2.34 | 2.34 | 360000 | 0.8599 | 12 | 7 | 95 | 90 | 31.5 | 36.5 | 4036.4 | -7625.6 | 4037.3 | 200 | -0.015 | 0.0038 | 0.02 | 48 | 2 | 3 | 3 | 5 | 14400 | 7 | 418653.3318 | 778653.3318 | 17183.7709 | 19983.4526 | 37167.2235 | 1 | 18692.6694 | 18.88 | 3920.1909 | 0.6 | 0.4 | 0.2 | 0.1 | 0 | 17.1838 | 8 | 4.19 | 1000 | 1.8 | 2.34 | 0.03096 | 0.043 | 0.03096 | 0.043 | 0.03096 | 0.043 | 5 | 5 | 5 | 1 | 1 | 9 | 1 | 10 | 2 | 1 | 10 | 1 | 12 | 17183.7709 | 17.1838 | 122463.8532 | 3006.2726 | 19983.4526 | 19.9835 | 131302.893 | 3748.4073 | 37167.2235 | 37.1672 | 176119.6957 | 9351.2573 | 0 | 0.06218 | 0.0028099 | 0.0678 | 1180.8 | 0.052895 | 0.1548 | 20 | 10 | 14 | 6 | 1 | 4 | 1661.53 | 1008.62 | 652.91 | 3960 | 668.48 | 40.4167 | 13.91 | 35 | 222 | 0.2 | 0 | 3.6 | 3.1416 | 0.7 | 4.19 | 1000 | 1.8 | 2.34 | 13 | 8.72 | 3200 | 0.84 | 1.29
228 | 4.19 | 4.19 | 4.19 | 1000 | 1000 | 1000 | 1.8 | 1.8 | 1.8 | 2.34 | 2.34 | 2.34 | 360000 | 0.8599 | 12 | 7 | 95 | 90 | 31.5 | 36.5 | 4036.4 | -7625.6 | 4037.3 | 200 | -0.015 | 0.0038 | 0.02 | 48 | 2 | 3 | 3 | 5 | 14400 | 7 | 418653.3318 | 778653.3318 | 17183.7709 | 19983.4526 | 37167.2235 | 1 | 18692.6694 | 18.88 | 3920.1909 | 0.6 | 0.4 | 0.2 | 0.1 | 0 | 17.1838 | 8 | 4.19 | 1000 | 1.8 | 2.34 | 0.03096 | 0.043 | 0.03096 | 0.043 | 0.03096 | 0.043 | 5 | 5 | 5 | 1 | 1 | 9 | 1 | 10 | 2 | 1 | 10 | 1 | 12 | 17183.7709 | 17.1838 | 122463.8532 | 3006.2726 | 19983.4526 | 19.9835 | 131302.893 | 3748.4073 | 37167.2235 | 37.1672 | 176119.6957 | 9351.2573 | 0 | 0.06218 | 0.0028099 | 0.0678 | 1180.8 | 0.052895 | 0.1548 | 20 | 10 | 14 | 6 | 1 | 4 | 1661.53 | 1008.62 | 652.91 | 3960 | 668.48 | 40.4167 | 13.91 | 35 | 222 | 0.2 | 0 | 3.6 | 3.1416 | 0.7 | 4.19 | 1000 | 1.8 | 2.34 | 13 | 8.72 | 3200 | 0.84 | 1.29
229 | 4.19 | 4.19 | 4.19 | 1000 | 1000 | 1000 | 1.8 | 1.8 | 1.8 | 2.34 | 2.34 | 2.34 | 360000 | 0.8599 | 12 | 7 | 95 | 90 | 31.5 | 36.5 | 4036.4 | -7625.6 | 4037.3 | 200 | -0.015 | 0.0038 | 0.02 | 48 | 2 | 3 | 3 | 5 | 14400 | 7 | 418653.3318 | 778653.3318 | 17183.7709 | 19983.4526 | 37167.2235 | 1 | 18692.6694 | 18.88 | 3920.1909 | 0.6 | 0.4 | 0.2 | 0.1 | 0 | 17.1838 | 8 | 4.19 | 1000 | 1.8 | 2.34 | 0.03096 | 0.043 | 0.03096 | 0.043 | 0.03096 | 0.043 | 5 | 5 | 5 | 1 | 1 | 9 | 1 | 10 | 2 | 1 | 10 | 1 | 12 | 17183.7709 | 17.1838 | 122463.8532 | 3006.2726 | 19983.4526 | 19.9835 | 131302.893 | 3748.4073 | 37167.2235 | 37.1672 | 176119.6957 | 9351.2573 | 0 | 0.06218 | 0.0028099 | 0.0678 | 1180.8 | 0.052895 | 0.1548 | 20 | 10 | 14 | 6 | 1 | 4 | 1661.53 | 1008.62 | 652.91 | 3960 | 668.48 | 40.4167 | 13.91 | 35 | 222 | 0.2 | 0 | 3.6 | 3.1416 | 0.7 | 4.19 | 1000 | 1.8 | 2.34 | 13 | 8.72 | 3200 | 0.84 | 1.29
230 | 4.19 | 4.19 | 4.19 | 1000 | 1000 | 1000 | 1.8 | 1.8 | 1.8 | 2.34 | 2.34 | 2.34 | 360000 | 0.8599 | 12 | 7 | 95 | 90 | 31.5 | 36.5 | 4036.4 | -7625.6 | 4037.3 | 200 | -0.015 | 0.0038 | 0.02 | 48 | 2 | 3 | 3 | 5 | 14400 | 7 | 418653.3318 | 778653.3318 | 17183.7709 | 19983.4526 | 37167.2235 | 1 | 18692.6694 | 18.88 | 3920.1909 | 0.6 | 0.4 | 0.2 | 0.1 | 0 | 17.1838 | 8 | 4.19 | 1000 | 1.8 | 2.34 | 0.03096 | 0.043 | 0.03096 | 0.043 | 0.03096 | 0.043 | 5 | 5 | 5 | 1 | 1 | 9 | 1 | 10 | 2 | 1 | 10 | 1 | 12 | 17183.7709 | 17.1838 | 122463.8532 | 3006.2726 | 19983.4526 | 19.9835 | 131302.893 | 3748.4073 | 37167.2235 | 37.1672 | 176119.6957 | 9351.2573 | 0 | 0.06218 | 0.0028099 | 0.0678 | 1180.8 | 0.052895 | 0.1548 | 20 | 10 | 14 | 6 | 1 | 4 | 1661.53 | 1008.62 | 652.91 | 3960 | 668.48 | 40.4167 | 13.91 | 35 | 222 | 0.2 | 0 | 3.6 | 3.1416 | 0.7 | 4.19 | 1000 | 1.8 | 2.34 | 13 | 8.72 | 3200 | 0.84 | 1.29
231 | 4.19 | 4.19 | 4.19 | 1000 | 1000 | 1000 | 1.8 | 1.8 | 1.8 | 2.34 | 2.34 | 2.34 | 360000 | 0.8599 | 12 | 7 | 95 | 90 | 31.5 | 36.5 | 4036.4 | -7625.6 | 4037.3 | 200 | -0.015 | 0.0038 | 0.02 | 48 | 2 | 3 | 3 | 5 | 14400 | 7 | 418653.3318 | 778653.3318 | 17183.7709 | 19983.4526 | 37167.2235 | 1 | 18692.6694 | 18.88 | 3920.1909 | 0.6 | 0.4 | 0.2 | 0.1 | 0 | 17.1838 | 8 | 4.19 | 1000 | 1.8 | 2.34 | 0.03096 | 0.043 | 0.03096 | 0.043 | 0.03096 | 0.043 | 5 | 5 | 5 | 1 | 1 | 9 | 1 | 10 | 2 | 1 | 10 | 1 | 12 | 17183.7709 | 17.1838 | 122463.8532 | 3006.2726 | 19983.4526 | 19.9835 | 131302.893 | 3748.4073 | 37167.2235 | 37.1672 | 176119.6957 | 9351.2573 | 0 | 0.06218 | 0.0028099 | 0.0678 | 1180.8 | 0.052895 | 0.1548 | 20 | 10 | 14 | 6 | 1 | 4 | 1661.53 | 1008.62 | 652.91 | 3960 | 668.48 | 40.4167 | 13.91 | 35 | 222 | 0.2 | 0 | 3.6 | 3.1416 | 0.7 | 4.19 | 1000 | 1.8 | 2.34 | 13 | 8.72 | 3200 | 0.84 | 1.29
232 | 4.19 | 4.19 | 4.19 | 1000 | 1000 | 1000 | 1.8 | 1.8 | 1.8 | 2.34 | 2.34 | 2.34 | 360000 | 0.8599 | 12 | 7 | 95 | 90 | 31.5 | 36.5 | 4036.4 | -7625.6 | 4037.3 | 200 | -0.015 | 0.0038 | 0.02 | 48 | 2 | 3 | 3 | 5 | 14400 | 7 | 418653.3318 | 778653.3318 | 17183.7709 | 19983.4526 | 37167.2235 | 1 | 18692.6694 | 18.88 | 3920.1909 | 0.6 | 0.4 | 0.2 | 0.1 | 0 | 17.1838 | 8 | 4.19 | 1000 | 1.8 | 2.34 | 0.03096 | 0.043 | 0.03096 | 0.043 | 0.03096 | 0.043 | 5 | 5 | 5 | 1 | 1 | 9 | 1 | 10 | 2 | 1 | 10 | 1 | 12 | 17183.7709 | 17.1838 | 122463.8532 | 3006.2726 | 19983.4526 | 19.9835 | 131302.893 | 3748.4073 | 37167.2235 | 37.1672 | 176119.6957 | 9351.2573 | 0 | 0.06218 | 0.0028099 | 0.0678 | 1180.8 | 0.052895 | 0.1548 | 20 | 10 | 14 | 6 | 1 | 4 | 1661.53 | 1008.62 | 652.91 | 3960 | 668.48 | 40.4167 | 13.91 | 35 | 222 | 0.2 | 0 | 3.6 | 3.1416 | 0.7 | 4.19 | 1000 | 1.8 | 2.34 | 13 | 8.72 | 3200 | 0.84 | 1.29
233 | 4.19 | 4.19 | 4.19 | 1000 | 1000 | 1000 | 1.8 | 1.8 | 1.8 | 2.34 | 2.34 | 2.34 | 360000 | 0.8599 | 12 | 7 | 95 | 90 | 31.5 | 36.5 | 4036.4 | -7625.6 | 4037.3 | 200 | -0.015 | 0.0038 | 0.02 | 48 | 2 | 3 | 3 | 5 | 14400 | 7 | 418653.3318 | 778653.3318 | 17183.7709 | 19983.4526 | 37167.2235 | 1 | 18692.6694 | 18.88 | 3920.1909 | 0.6 | 0.4 | 0.2 | 0.1 | 0 | 17.1838 | 8 | 4.19 | 1000 | 1.8 | 2.34 | 0.03096 | 0.043 | 0.03096 | 0.043 | 0.03096 | 0.043 | 5 | 5 | 5 | 1 | 1 | 9 | 1 | 10 | 2 | 1 | 10 | 1 | 12 | 17183.7709 | 17.1838 | 122463.8532 | 3006.2726 | 19983.4526 | 19.9835 | 131302.893 | 3748.4073 | 37167.2235 | 37.1672 | 176119.6957 | 9351.2573 | 0 | 0.06218 | 0.0028099 | 0.0678 | 1180.8 | 0.052895 | 0.1548 | 20 | 10 | 14 | 6 | 1 | 4 | 1661.53 | 1008.62 | 652.91 | 3960 | 668.48 | 40.4167 | 13.91 | 35 | 222 | 0.2 | 0 | 3.6 | 3.1416 | 0.7 | 4.19 | 1000 | 1.8 | 2.34 | 13 | 8.72 | 3200 | 0.84 | 1.29
234 | 4.19 | 4.19 | 4.19 | 1000 | 1000 | 1000 | 1.8 | 1.8 | 1.8 | 2.34 | 2.34 | 2.34 | 360000 | 0.8599 | 12 | 7 | 95 | 90 | 31.5 | 36.5 | 4036.4 | -7625.6 | 4037.3 | 200 | -0.015 | 0.0038 | 0.02 | 48 | 2 | 3 | 3 | 5 | 14400 | 7 | 418653.3318 | 778653.3318 | 17183.7709 | 19983.4526 | 37167.2235 | 1 | 18692.6694 | 18.88 | 3920.1909 | 0.6 | 0.4 | 0.2 | 0.1 | 0 | 17.1838 | 8 | 4.19 | 1000 | 1.8 | 2.34 | 0.03096 | 0.043 | 0.03096 | 0.043 | 0.03096 | 0.043 | 5 | 5 | 5 | 1 | 1 | 9 | 1 | 10 | 2 | 1 | 10 | 1 | 12 | 17183.7709 | 17.1838 | 122463.8532 | 3006.2726 | 19983.4526 | 19.9835 | 131302.893 | 3748.4073 | 37167.2235 | 37.1672 | 176119.6957 | 9351.2573 | 0 | 0.06218 | 0.0028099 | 0.0678 | 1180.8 | 0.052895 | 0.1548 | 20 | 10 | 14 | 6 | 1 | 4 | 1661.53 | 1008.62 | 652.91 | 3960 | 668.48 | 40.4167 | 13.91 | 35 | 222 | 0.2 | 0 | 3.6 | 3.1416 | 0.7 | 4.19 | 1000 | 1.8 | 2.34 | 13 | 8.72 | 3200 | 0.84 | 1.29
235 | 4.19 | 4.19 | 4.19 | 1000 | 1000 | 1000 | 1.8 | 1.8 | 1.8 | 2.34 | 2.34 | 2.34 | 360000 | 0.8599 | 12 | 7 | 95 | 90 | 31.5 | 36.5 | 4036.4 | -7625.6 | 4037.3 | 200 | -0.015 | 0.0038 | 0.02 | 48 | 2 | 3 | 3 | 5 | 14400 | 7 | 418653.3318 | 778653.3318 | 17183.7709 | 19983.4526 | 37167.2235 | 1 | 18692.6694 | 18.88 | 3920.1909 | 0.6 | 0.4 | 0.2 | 0.1 | 0 | 17.1838 | 8 | 4.19 | 1000 | 1.8 | 2.34 | 0.03096 | 0.043 | 0.03096 | 0.043 | 0.03096 | 0.043 | 5 | 5 | 5 | 1 | 1 | 9 | 1 | 10 | 2 | 1 | 10 | 1 | 12 | 17183.7709 | 17.1838 | 122463.8532 | 3006.2726 | 19983.4526 | 19.9835 | 131302.893 | 3748.4073 | 37167.2235 | 37.1672 | 176119.6957 | 9351.2573 | 0 | 0.06218 | 0.0028099 | 0.0678 | 1180.8 | 0.052895 | 0.1548 | 20 | 10 | 14 | 6 | 1 | 4 | 1661.53 | 1008.62 | 652.91 | 3960 | 668.48 | 40.4167 | 13.91 | 35 | 222 | 0.2 | 0 | 3.6 | 3.1416 | 0.7 | 4.19 | 1000 | 1.8 | 2.34 | 13 | 8.72 | 3200 | 0.84 | 1.29
236 | 4.19 | 4.19 | 4.19 | 1000 | 1000 | 1000 | 1.8 | 1.8 | 1.8 | 2.34 | 2.34 | 2.34 | 360000 | 0.8599 | 12 | 7 | 95 | 90 | 31.5 | 36.5 | 4036.4 | -7625.6 | 4037.3 | 200 | -0.015 | 0.0038 | 0.02 | 48 | 2 | 3 | 3 | 5 | 14400 | 7 | 418653.3318 | 778653.3318 | 17183.7709 | 19983.4526 | 37167.2235 | 1 | 18692.6694 | 18.88 | 3920.1909 | 0.6 | 0.4 | 0.2 | 0.1 | 0 | 17.1838 | 8 | 4.19 | 1000 | 1.8 | 2.34 | 0.03096 | 0.043 | 0.03096 | 0.043 | 0.03096 | 0.043 | 5 | 5 | 5 | 1 | 1 | 9 | 1 | 10 | 2 | 1 | 10 | 1 | 12 | 17183.7709 | 17.1838 | 122463.8532 | 3006.2726 | 19983.4526 | 19.9835 | 131302.893 | 3748.4073 | 37167.2235 | 37.1672 | 176119.6957 | 9351.2573 | 0 | 0.06218 | 0.0028099 | 0.0678 | 1180.8 | 0.052895 | 0.1548 | 20 | 10 | 14 | 6 | 1 | 4 | 1661.53 | 1008.62 | 652.91 | 3960 | 668.48 | 40.4167 | 13.91 | 35 | 222 | 0.2 | 0 | 3.6 | 3.1416 | 0.7 | 4.19 | 1000 | 1.8 | 2.34 | 13 | 8.72 | 3200 | 0.84 | 1.29
237 | 4.19 | 4.19 | 4.19 | 1000 | 1000 | 1000 | 1.8 | 1.8 | 1.8 | 2.34 | 2.34 | 2.34 | 360000 | 0.8599 | 12 | 7 | 95 | 90 | 31.5 | 36.5 | 4036.4 | -7625.6 | 4037.3 | 200 | -0.015 | 0.0038 | 0.02 | 48 | 2 | 3 | 3 | 5 | 14400 | 7 | 418653.3318 | 778653.3318 | 17183.7709 | 19983.4526 | 37167.2235 | 1 | 18692.6694 | 18.88 | 3920.1909 | 0.6 | 0.4 | 0.2 | 0.1 | 0 | 17.1838 | 8 | 4.19 | 1000 | 1.8 | 2.34 | 0.03096 | 0.043 | 0.03096 | 0.043 | 0.03096 | 0.043 | 5 | 5 | 5 | 1 | 1 | 9 | 1 | 10 | 2 | 1 | 10 | 1 | 12 | 17183.7709 | 17.1838 | 122463.8532 | 3006.2726 | 19983.4526 | 19.9835 | 131302.893 | 3748.4073 | 37167.2235 | 37.1672 | 176119.6957 | 9351.2573 | 0 | 0.06218 | 0.0028099 | 0.0678 | 1180.8 | 0.052895 | 0.1548 | 20 | 10 | 14 | 6 | 1 | 4 | 1661.53 | 1008.62 | 652.91 | 3960 | 668.48 | 40.4167 | 13.91 | 35 | 222 | 0.2 | 0 | 3.6 | 3.1416 | 0.7 | 4.19 | 1000 | 1.8 | 2.34 | 13 | 8.72 | 3200 | 0.84 | 1.29
238 | 4.19 | 4.19 | 4.19 | 1000 | 1000 | 1000 | 1.8 | 1.8 | 1.8 | 2.34 | 2.34 | 2.34 | 360000 | 0.8599 | 12 | 7 | 95 | 90 | 31.5 | 36.5 | 4036.4 | -7625.6 | 4037.3 | 200 | -0.015 | 0.0038 | 0.02 | 48 | 2 | 3 | 3 | 5 | 14400 | 7 | 418653.3318 | 778653.3318 | 17183.7709 | 19983.4526 | 37167.2235 | 1 | 18692.6694 | 18.88 | 3920.1909 | 0.6 | 0.4 | 0.2 | 0.1 | 0 | 17.1838 | 8 | 4.19 | 1000 | 1.8 | 2.34 | 0.03096 | 0.043 | 0.03096 | 0.043 | 0.03096 | 0.043 | 5 | 5 | 5 | 1 | 1 | 9 | 1 | 10 | 2 | 1 | 10 | 1 | 12 | 17183.7709 | 17.1838 | 122463.8532 | 3006.2726 | 19983.4526 | 19.9835 | 131302.893 | 3748.4073 | 37167.2235 | 37.1672 | 176119.6957 | 9351.2573 | 0 | 0.06218 | 0.0028099 | 0.0678 | 1180.8 | 0.052895 | 0.1548 | 20 | 10 | 14 | 6 | 1 | 4 | 1661.53 | 1008.62 | 652.91 | 3960 | 668.48 | 40.4167 | 13.91 | 35 | 222 | 0.2 | 0 | 3.6 | 3.1416 | 0.7 | 4.19 | 1000 | 1.8 | 2.34 | 13 | 8.72 | 3200 | 0.84 | 1.29
239 | 4.19 | 4.19 | 4.19 | 1000 | 1000 | 1000 | 1.8 | 1.8 | 1.8 | 2.34 | 2.34 | 2.34 | 360000 | 0.8599 | 12 | 7 | 95 | 90 | 31.5 | 36.5 | 4036.4 | -7625.6 | 4037.3 | 200 | -0.015 | 0.0038 | 0.02 | 48 | 2 | 3 | 3 | 5 | 14400 | 7 | 418653.3318 | 778653.3318 | 17183.7709 | 19983.4526 | 37167.2235 | 1 | 18692.6694 | 18.88 | 3920.1909 | 0.6 | 0.4 | 0.2 | 0.1 | 0 | 17.1838 | 8 | 4.19 | 1000 | 1.8 | 2.34 | 0.03096 | 0.043 | 0.03096 | 0.043 | 0.03096 | 0.043 | 5 | 5 | 5 | 1 | 1 | 9 | 1 | 10 | 2 | 1 | 10 | 1 | 12 | 17183.7709 | 17.1838 | 122463.8532 | 3006.2726 | 19983.4526 | 19.9835 | 131302.893 | 3748.4073 | 37167.2235 | 37.1672 | 176119.6957 | 9351.2573 | 0 | 0.06218 | 0.0028099 | 0.0678 | 1180.8 | 0.052895 | 0.1548 | 20 | 10 | 14 | 6 | 1 | 4 | 1661.53 | 1008.62 | 652.91 | 3960 | 668.48 | 40.4167 | 13.91 | 35 | 222 | 0.2 | 0 | 3.6 | 3.1416 | 0.7 | 4.19 | 1000 | 1.8 | 2.34 | 13 | 8.72 | 3200 | 0.84 | 1.29
240 | 4.19 | 4.19 | 4.19 | 1000 | 1000 | 1000 | 1.8 | 1.8 | 1.8 | 2.34 | 2.34 | 2.34 | 360000 | 0.8599 | 12 | 7 | 95 | 90 | 31.5 | 36.5 | 4036.4 | -7625.6 | 4037.3 | 200 | -0.015 | 0.0038 | 0.02 | 48 | 2 | 3 | 3 | 5 | 14400 | 7 | 418653.3318 | 778653.3318 | 17183.7709 | 19983.4526 | 37167.2235 | 1 | 18692.6694 | 18.88 | 3920.1909 | 0.6 | 0.4 | 0.2 | 0.1 | 0 | 17.1838 | 8 | 4.19 | 1000 | 1.8 | 2.34 | 0.03096 | 0.043 | 0.03096 | 0.043 | 0.03096 | 0.043 | 5 | 5 | 5 | 1 | 1 | 9 | 1 | 10 | 2 | 1 | 10 | 1 | 12 | 17183.7709 | 17.1838 | 122463.8532 | 3006.2726 | 19983.4526 | 19.9835 | 131302.893 | 3748.4073 | 37167.2235 | 37.1672 | 176119.6957 | 9351.2573 | 0 | 0.06218 | 0.0028099 | 0.0678 | 1180.8 | 0.052895 | 0.1548 | 20 | 10 | 14 | 6 | 1 | 4 | 1661.53 | 1008.62 | 652.91 | 3960 | 668.48 | 40.4167 | 13.91 | 35 | 222 | 0.2 | 0 | 3.6 | 3.1416 | 0.7 | 4.19 | 1000 | 1.8 | 2.34 | 13 | 8.72 | 3200 | 0.84 | 1.29
Maximum Instantaneous Values
| Label not available | Label not available | Label not available | Label not available | Label not available | Label not available | Label not available | Label not available | Label not available | Label not available | Label not available | Label not available | Label not available | Label not available | Label not available | Label not available | Label not available | Label not available | Label not available | Label not available | Label not available | Label not available | Label not available | Label not available | Label not available | Label not available | Label not available | Label not available | Label not available | Label not available | Label not available | Label not available | Label not available | Label not available | Label not available | Label not available | Label not available | Label not available | Label not available | Label not available | Label not available | Label not available | Label not available | Label not available | Label not available | Label not available | Label not available | Label not available | Label not available | Label not available | Label not available | Label not available | Label not available | Label not available | Label not available | Label not available | Label not available | Label not available | Label not available | Label not available | Label not available | Label not available | Label not available | Label not available | Label not available | Label not available | Label not available | Label not available | Label not available | Label not available | Label not available | Label not available | Label not available | Label not available | Label not available | Label not available | Label not available | Label not available | Label not available | Label not available | Label not available | Label not available | Label not available | Label not available | Label not available | Label not available | Label not available | Label not available | Label not available | Label not available | Label not available | Label not available | Label not available | Label not available | Label not available | Label not available | Label not available | Label not available | Label not available | Label not available | Label not available | Label not available | Label not available | Label not available | Label not available | Label not available | Label not available | Label not available | Label not available | Label not available | Label not available | Label not available | Label not available | Label not available | Label not available | Label not available | Label not available | Label not available | Label not available | Label not available | Label not available
Maximum Value | 4.19 | 4.19 | 4.19 | 1000 | 1000 | 1000 | 1.8 | 1.8 | 1.8 | 2.34 | 2.34 | 2.34 | 360000 | 0.8599 | 12 | 7 | 95 | 90 | 31.5 | 36.5 | 4036.4 | -7625.6 | 4037.3 | 200 | -0.015 | 0.0038 | 0.02 | 48 | 2 | 3 | 3 | 5 | 14400 | 7 | 418653.3318 | 778653.3318 | 17183.7709 | 19983.4526 | 37167.2235 | 1 | 18692.6694 | 18.88 | 3920.1909 | 0.6 | 0.4 | 0.2 | 0.1 | 0 | 17.1838 | 8 | 4.19 | 1000 | 1.8 | 2.34 | 0.03096 | 0.043 | 0.03096 | 0.043 | 0.03096 | 0.043 | 5 | 5 | 5 | 1 | 1 | 9 | 1 | 10 | 2 | 1 | 10 | 1 | 12 | 17183.7709 | 17.1838 | 122463.8532 | 3006.2726 | 19983.4526 | 19.9835 | 131302.893 | 3748.4073 | 37167.2235 | 37.1672 | 176119.6957 | 9351.2573 | 0 | 0.06218 | 0.0028099 | 0.0678 | 1180.8 | 0.052895 | 0.1548 | 20 | 10 | 14 | 6 | 1 | 4 | 1661.53 | 1008.62 | 652.91 | 3960 | 668.48 | 40.4167 | 13.91 | 35 | 222 | 0.2 | 0 | 3.6 | 3.1416 | 0.7 | 4.19 | 1000 | 1.8 | 2.34 | 13 | 8.72 | 3200 | 0.84 | 1.29
Time of Maximum | 24 | 24 | 24 | 24 | 24 | 24 | 24 | 24 | 24 | 24 | 24 | 24 | 24 | 24 | 24 | 24 | 24 | 24 | 24 | 24 | 24 | 24 | 24 | 24 | 24 | 24 | 24 | 24 | 24 | 24 | 24 | 24 | 24 | 24 | 24 | 24 | 24 | 24 | 24 | 24 | 24 | 24 | 24 | 24 | 24 | 24 | 24 | 24 | 24 | 24 | 24 | 24 | 24 | 24 | 24 | 24 | 24 | 24 | 24 | 24 | 24 | 24 | 24 | 24 | 24 | 24 | 24 | 24 | 24 | 24 | 24 | 24 | 24 | 24 | 24 | 24 | 24 | 24 | 24 | 24 | 24 | 24 | 24 | 24 | 24 | 24 | 24 | 24 | 24 | 24 | 24 | 24 | 24 | 24 | 24 | 24 | 24 | 24 | 24 | 24 | 24 | 24 | 24 | 24 | 24 | 24 | 24 | 24 | 24 | 24 | 24 | 24 | 24 | 24 | 24 | 24 | 24 | 24 | 24 | 24 | 24
Minimum Instantaneous Values
| Label not available | Label not available | Label not available | Label not available | Label not available | Label not available | Label not available | Label not available | Label not available | Label not available | Label not available | Label not available | Label not available | Label not available | Label not available | Label not available | Label not available | Label not available | Label not available | Label not available | Label not available | Label not available | Label not available | Label not available | Label not available | Label not available | Label not available | Label not available | Label not available | Label not available | Label not available | Label not available | Label not available | Label not available | Label not available | Label not available | Label not available | Label not available | Label not available | Label not available | Label not available | Label not available | Label not available | Label not available | Label not available | Label not available | Label not available | Label not available | Label not available | Label not available | Label not available | Label not available | Label not available | Label not available | Label not available | Label not available | Label not available | Label not available | Label not available | Label not available | Label not available | Label not available | Label not available | Label not available | Label not available | Label not available | Label not available | Label not available | Label not available | Label not available | Label not available | Label not available | Label not available | Label not available | Label not available | Label not available | Label not available | Label not available | Label not available | Label not available | Label not available | Label not available | Label not available | Label not available | Label not available | Label not available | Label not available | Label not available | Label not available | Label not available | Label not available | Label not available | Label not available | Label not available | Label not available | Label not available | Label not available | Label not available | Label not available | Label not available | Label not available | Label not available | Label not available | Label not available | Label not available | Label not available | Label not available | Label not available | Label not available | Label not available | Label not available | Label not available | Label not available | Label not available | Label not available | Label not available | Label not available | Label not available | Label not available | Label not available | Label not available
Minimum Value | 4.19 | 4.19 | 4.19 | 1000 | 1000 | 1000 | 1.8 | 1.8 | 1.8 | 2.34 | 2.34 | 2.34 | 360000 | 0.8599 | 12 | 7 | 95 | 90 | 31.5 | 36.5 | 4036.4 | -7625.6 | 4037.3 | 200 | -0.015 | 0.0038 | 0.02 | 48 | 2 | 3 | 3 | 5 | 14400 | 7 | 418653.3318 | 778653.3318 | 17183.7709 | 19983.4526 | 37167.2235 | 1 | 18692.6694 | 18.88 | 3920.1909 | 0.6 | 0.4 | 0.2 | 0.1 | 0 | 17.1838 | 8 | 4.19 | 1000 | 1.8 | 2.34 | 0.03096 | 0.043 | 0.03096 | 0.043 | 0.03096 | 0.043 | 5 | 5 | 5 | 1 | 1 | 9 | 1 | 10 | 2 | 1 | 10 | 1 | 12 | 17183.7709 | 17.1838 | 122463.8532 | 3006.2726 | 19983.4526 | 19.9835 | 131302.893 | 3748.4073 | 37167.2235 | 37.1672 | 176119.6957 | 9351.2573 | 0 | 0.06218 | 0.0028099 | 0.0678 | 1180.8 | 0.052895 | 0.1548 | 20 | 10 | 14 | 6 | 1 | 4 | 1661.53 | 1008.62 | 652.91 | 3960 | 668.48 | 40.4167 | 13.91 | 35 | 222 | 0.2 | 0 | 3.6 | 3.1416 | 0.7 | 4.19 | 1000 | 1.8 | 2.34 | 13 | 8.72 | 3200 | 0.84 | 1.29
Time of Minimum | 24 | 24 | 24 | 24 | 24 | 24 | 24 | 24 | 24 | 24 | 24 | 24 | 24 | 24 | 24 | 24 | 24 | 24 | 24 | 24 | 24 | 24 | 24 | 24 | 24 | 24 | 24 | 24 | 24 | 24 | 24 | 24 | 24 | 24 | 24 | 24 | 24 | 24 | 24 | 24 | 24 | 24 | 24 | 24 | 24 | 24 | 24 | 24 | 24 | 24 | 24 | 24 | 24 | 24 | 24 | 24 | 24 | 24 | 24 | 24 | 24 | 24 | 24 | 24 | 24 | 24 | 24 | 24 | 24 | 24 | 24 | 24 | 24 | 24 | 24 | 24 | 24 | 24 | 24 | 24 | 24 | 24 | 24 | 24 | 24 | 24 | 24 | 24 | 24 | 24 | 24 | 24 | 24 | 24 | 24 | 24 | 24 | 24 | 24 | 24 | 24 | 24 | 24 | 24 | 24 | 24 | 24 | 24 | 24 | 24 | 24 | 24 | 24 | 24 | 24 | 24 | 24 | 24 | 24 | 24 | 24
Maximum Integrated Values
| Label not available | Label not available | Label not available | Label not available | Label not available | Label not available | Label not available | Label not available | Label not available | Label not available | Label not available | Label not available | Label not available | Label not available | Label not available | Label not available | Label not available | Label not available | Label not available | Label not available | Label not available | Label not available | Label not available | Label not available | Label not available | Label not available | Label not available | Label not available | Label not available | Label not available | Label not available | Label not available | Label not available | Label not available | Label not available | Label not available | Label not available | Label not available | Label not available | Label not available | Label not available | Label not available | Label not available | Label not available | Label not available | Label not available | Label not available | Label not available | Label not available | Label not available | Label not available | Label not available | Label not available | Label not available | Label not available | Label not available | Label not available | Label not available | Label not available | Label not available | Label not available | Label not available | Label not available | Label not available | Label not available | Label not available | Label not available | Label not available | Label not available | Label not available | Label not available | Label not available | Label not available | Label not available | Label not available | Label not available | Label not available | Label not available | Label not available | Label not available | Label not available | Label not available | Label not available | Label not available | Label not available | Label not available | Label not available | Label not available | Label not available | Label not available | Label not available | Label not available | Label not available | Label not available | Label not available | Label not available | Label not available | Label not available | Label not available | Label not available | Label not available | Label not available | Label not available | Label not available | Label not available | Label not available | Label not available | Label not available | Label not available | Label not available | Label not available | Label not available | Label not available | Label not available | Label not available | Label not available | Label not available | Label not available | Label not available | Label not available | Label not available
Maximum Value | 4.19 | 4.19 | 4.19 | 1000 | 1000 | 1000 | 1.8 | 1.8 | 1.8 | 2.34 | 2.34 | 2.34 | 360000 | 0.8599 | 12 | 7 | 95 | 90 | 31.5 | 36.5 | 4036.4 | -7625.6 | 4037.3 | 200 | -0.015 | 0.0038 | 0.02 | 48 | 2 | 3 | 3 | 5 | 14400 | 7 | 418653.3318 | 778653.3318 | 17183.7709 | 19983.4526 | 37167.2235 | 1 | 18692.6694 | 18.88 | 3920.1909 | 0.6 | 0.4 | 0.2 | 0.1 | 0 | 17.1838 | 8 | 4.19 | 1000 | 1.8 | 2.34 | 0.03096 | 0.043 | 0.03096 | 0.043 | 0.03096 | 0.043 | 5 | 5 | 5 | 1 | 1 | 9 | 1 | 10 | 2 | 1 | 10 | 1 | 12 | 17183.7709 | 17.1838 | 122463.8532 | 3006.2726 | 19983.4526 | 19.9835 | 131302.893 | 3748.4073 | 37167.2235 | 37.1672 | 176119.6957 | 9351.2573 | 0 | 0.06218 | 0.0028099 | 0.0678 | 1180.8 | 0.052895 | 0.1548 | 20 | 10 | 14 | 6 | 1 | 4 | 1661.53 | 1008.62 | 652.91 | 3960 | 668.48 | 40.4167 | 13.91 | 35 | 222 | 0.2 | 0 | 3.6 | 3.1416 | 0.7 | 4.19 | 1000 | 1.8 | 2.34 | 13 | 8.72 | 3200 | 0.84 | 1.29
Time of Maximum | 24 | 24 | 24 | 24 | 24 | 24 | 24 | 24 | 24 | 24 | 24 | 24 | 24 | 24 | 24 | 24 | 24 | 24 | 24 | 24 | 24 | 24 | 24 | 24 | 24 | 24 | 24 | 24 | 24 | 24 | 24 | 24 | 24 | 24 | 24 | 24 | 24 | 24 | 24 | 24 | 24 | 24 | 24 | 24 | 24 | 24 | 24 | 24 | 24 | 24 | 24 | 24 | 24 | 24 | 24 | 24 | 24 | 24 | 24 | 24 | 24 | 24 | 24 | 24 | 24 | 24 | 24 | 24 | 24 | 24 | 24 | 24 | 24 | 24 | 24 | 24 | 24 | 24 | 24 | 24 | 24 | 24 | 24 | 24 | 24 | 24 | 24 | 24 | 24 | 24 | 24 | 24 | 24 | 24 | 24 | 24 | 24 | 24 | 24 | 24 | 24 | 24 | 24 | 24 | 24 | 24 | 24 | 24 | 24 | 24 | 24 | 24 | 24 | 24 | 24 | 24 | 24 | 24 | 24 | 24 | 24
Minimum Integrated Values
| Label not available | Label not available | Label not available | Label not available | Label not available | Label not available | Label not available | Label not available | Label not available | Label not available | Label not available | Label not available | Label not available | Label not available | Label not available | Label not available | Label not available | Label not available | Label not available | Label not available | Label not available | Label not available | Label not available | Label not available | Label not available | Label not available | Label not available | Label not available | Label not available | Label not available | Label not available | Label not available | Label not available | Label not available | Label not available | Label not available | Label not available | Label not available | Label not available | Label not available | Label not available | Label not available | Label not available | Label not available | Label not available | Label not available | Label not available | Label not available | Label not available | Label not available | Label not available | Label not available | Label not available | Label not available | Label not available | Label not available | Label not available | Label not available | Label not available | Label not available | Label not available | Label not available | Label not available | Label not available | Label not available | Label not available | Label not available | Label not available | Label not available | Label not available | Label not available | Label not available | Label not available | Label not available | Label not available | Label not available | Label not available | Label not available | Label not available | Label not available | Label not available | Label not available | Label not available | Label not available | Label not available | Label not available | Label not available | Label not available | Label not available | Label not available | Label not available | Label not available | Label not available | Label not available | Label not available | Label not available | Label not available | Label not available | Label not available | Label not available | Label not available | Label not available | Label not available | Label not available | Label not available | Label not available | Label not available | Label not available | Label not available | Label not available | Label not available | Label not available | Label not available | Label not available | Label not available | Label not available | Label not available | Label not available | Label not available | Label not available | Label not available
Minimum Value | 4.19 | 4.19 | 4.19 | 1000 | 1000 | 1000 | 1.8 | 1.8 | 1.8 | 2.34 | 2.34 | 2.34 | 360000 | 0.8599 | 12 | 7 | 95 | 90 | 31.5 | 36.5 | 4036.4 | -7625.6 | 4037.3 | 200 | -0.015 | 0.0038 | 0.02 | 48 | 2 | 3 | 3 | 5 | 14400 | 7 | 418653.3318 | 778653.3318 | 17183.7709 | 19983.4526 | 37167.2235 | 1 | 18692.6694 | 18.88 | 3920.1909 | 0.6 | 0.4 | 0.2 | 0.1 | 0 | 17.1838 | 8 | 4.19 | 1000 | 1.8 | 2.34 | 0.03096 | 0.043 | 0.03096 | 0.043 | 0.03096 | 0.043 | 5 | 5 | 5 | 1 | 1 | 9 | 1 | 10 | 2 | 1 | 10 | 1 | 12 | 17183.7709 | 17.1838 | 122463.8532 | 3006.2726 | 19983.4526 | 19.9835 | 131302.893 | 3748.4073 | 37167.2235 | 37.1672 | 176119.6957 | 9351.2573 | 0 | 0.06218 | 0.0028099 | 0.0678 | 1180.8 | 0.052895 | 0.1548 | 20 | 10 | 14 | 6 | 1 | 4 | 1661.53 | 1008.62 | 652.91 | 3960 | 668.48 | 40.4167 | 13.91 | 35 | 222 | 0.2 | 0 | 3.6 | 3.1416 | 0.7 | 4.19 | 1000 | 1.8 | 2.34 | 13 | 8.72 | 3200 | 0.84 | 1.29
Time of Minimum | 24 | 24 | 24 | 24 | 24 | 24 | 24 | 24 | 24 | 24 | 24 | 24 | 24 | 24 | 24 | 24 | 24 | 24 | 24 | 24 | 24 | 24 | 24 | 24 | 24 | 24 | 24 | 24 | 24 | 24 | 24 | 24 | 24 | 24 | 24 | 24 | 24 | 24 | 24 | 24 | 24 | 24 | 24 | 24 | 24 | 24 | 24 | 24 | 24 | 24 | 24 | 24 | 24 | 24 | 24 | 24 | 24 | 24 | 24 | 24 | 24 | 24 | 24 | 24 | 24 | 24 | 24 | 24 | 24 | 24 | 24 | 24 | 24 | 24 | 24 | 24 | 24 | 24 | 24 | 24 | 24 | 24 | 24 | 24 | 24 | 24 | 24 | 24 | 24 | 24 | 24 | 24 | 24 | 24 | 24 | 24 | 24 | 24 | 24 | 24 | 24 | 24 | 24 | 24 | 24 | 24 | 24 | 24 | 24 | 24 | 24 | 24 | 24 | 24 | 24 | 24 | 24 | 24 | 24 | 24 | 24
Sum (note: sums are set to zero for inputs that were not integrated.)
| Label not available | Label not available | Label not available | Label not available | Label not available | Label not available | Label not available | Label not available | Label not available | Label not available | Label not available | Label not available | Label not available | Label not available | Label not available | Label not available | Label not available | Label not available | Label not available | Label not available | Label not available | Label not available | Label not available | Label not available | Label not available | Label not available | Label not available | Label not available | Label not available | Label not available | Label not available | Label not available | Label not available | Label not available | Label not available | Label not available | Label not available | Label not available | Label not available | Label not available | Label not available | Label not available | Label not available | Label not available | Label not available | Label not available | Label not available | Label not available | Label not available | Label not available | Label not available | Label not available | Label not available | Label not available | Label not available | Label not available | Label not available | Label not available | Label not available | Label not available | Label not available | Label not available | Label not available | Label not available | Label not available | Label not available | Label not available | Label not available | Label not available | Label not available | Label not available | Label not available | Label not available | Label not available | Label not available | Label not available | Label not available | Label not available | Label not available | Label not available | Label not available | Label not available | Label not available | Label not available | Label not available | Label not available | Label not available | Label not available | Label not available | Label not available | Label not available | Label not available | Label not available | Label not available | Label not available | Label not available | Label not available | Label not available | Label not available | Label not available | Label not available | Label not available | Label not available | Label not available | Label not available | Label not available | Label not available | Label not available | Label not available | Label not available | Label not available | Label not available | Label not available | Label not available | Label not available | Label not available | Label not available | Label not available | Label not available | Label not available | Label not available
Total | 0 | 0 | 0 | 0 | 0 | 0 | 0 | 0 | 0 | 0 | 0 | 0 | 0 | 0 | 0 | 0 | 0 | 0 | 0 | 0 | 0 | 0 | 0 | 0 | 0 | 0 | 0 | 0 | 0 | 0 | 0 | 0 | 0 | 0 | 0 | 0 | 0 | 0 | 0 | 0 | 0 | 0 | 0 | 0 | 0 | 0 | 0 | 0 | 0 | 0 | 0 | 0 | 0 | 0 | 0 | 0 | 0 | 0 | 0 | 0 | 0 | 0 | 0 | 0 | 0 | 0 | 0 | 0 | 0 | 0 | 0 | 0 | 0 | 0 | 0 | 0 | 0 | 0 | 0 | 0 | 0 | 0 | 0 | 0 | 0 | 0 | 0 | 0 | 0 | 0 | 0 | 0 | 0 | 0 | 0 | 0 | 0 | 0 | 0 | 0 | 0 | 0 | 0 | 0 | 0 | 0 | 0 | 0 | 0 | 0 | 0 | 0 | 0 | 0 | 0 | 0 | 0 | 0 | 0 | 0 | 0

## correlations_CT
Model TMA | Heat rejection (kW) | Heat rejection (kJ/hr) | Air flow m3/s | Air flow m3/hr | Power of each motor kW | Power of each motor kJ/hr | Correlation Air flow m3/hr | Correlation Power of each motor kJ/hr
08-55 | 547 | 1969200 | 10.36 | 37296 | 4 | 14400 | 37030.6757 | 15781.5986
08-58 | 580 | 2088000 | 10.36 | 37296 | 4 | 14400 | 39279.8776 | 15781.5986
08-67 | 673 | 2422800 | 11.25 | 40500 | 5.5 | 19800 | 45618.5376 | 17448.0323
08-76 | 756 | 2721600 | 13.33 | 47988 | 5.5 | 19800 | 51275.6212 | 21342.6188
08-84 | 840 | 3024000 | 15 | 54000 | 7.5 | 27000 | 57000.8624 | 24469.5224
08-90 | 897 | 3229200 | 15.56 | 56016 | 11 | 39600 | 60885.8475 | 25518.0649
08-96 | 955 | 3438000 | 17.78 | 64008 | 7.5 | 27000 | 64838.9902 | 29674.787
08-103 | 1036 | 3729600 | 19.44 | 69984 | 11 | 39600 | 70359.7586 | 32782.9666
08-109 | 1092 | 3931200 | 19.44 | 69984 | 11 | 39600 | 74176.586 | 32782.9666
11-131 | 1309 | 4712400 | 26.39 | 95004 | 11 | 39600 | 88966.7925 | 45796.1283
14-145S | 1448 | 5212800 | 29.44 | 105984 | 11 | 39600 | 98440.7036 | 51506.9403
11-131 | 1450 | 5220000 | 27.22 | 97992 | 15 | 54000 | 98577.0189 | 47350.2181
11-153 | 1529 | 5504400 | 27.22 | 97992 | 15 | 54000 | 103961.4719 | 47350.2181
14-166 | 1657 | 5965200 | 31.11 | 111996 | 15 | 54000 | 112685.649 | 54633.8438
14-179 | 1792 | 6451200 | 31.94 | 114984 | 18.5 | 66600 | 121886.9296 | 56187.9337
14-179S | 1792 | 6451200 | 31.94 | 114984 | 18.5 | 66600 | 121886.9296 | 56187.9337
19-189S | 1895 | 6822000 | 47.22 | 169992 | 15 | 54000 | 128907.1658 | 84798.1653
20-191/CT | 1910 | 6876000 | 35.56 | 128016 | 15 | 54000 | 129929.5303 | 62966.0121
19-195 | 1951 | 7023600 | 36.39 | 131004 | 18.5 | 66600 | 132723.9933 | 64520.1019
20-207/CT | 2072 | 7459200 | 38.89 | 140004 | 22 | 79200 | 140971.067 | 69201.0953
19-211 | 2112 | 7603200 | 37.5 | 135000 | 22 | 79200 | 143697.3723 | 66598.463
19-211S | 2112 | 7603200 | 37.5 | 135000 | 18.5 | 66600 | 143697.3723 | 66598.463
20-219/CT | 2184 | 7862400 | 38.89 | 140004 | 22 | 79200 | 148604.7219 | 69201.0953
19-218S | 2187 | 7873200 | 53.33 | 191988 | 18.5 | 66600 | 148809.1948 | 96238.5132
19-248 | 2488 | 8956800 | 50.14 | 180504 | 22 | 79200 | 169324.6425 | 90265.5656
19-260 | 2600 | 9360000 | 48.75 | 175500 | 22 | 79200 | 176958.2975 | 87662.9333
21-261/CT | 2618 | 9424800 | 52.78 | 190008 | 22 | 79200 | 178185.1349 | 95208.6947
19-262S | 2625 | 9450000 | 53.33 | 191988 | 22 | 79200 | 178662.2384 | 96238.5132
21-276/CT | 2762 | 9943200 | 54.44 | 195984 | 30 | 108000 | 187999.8342 | 98316.8743
19-288 | 2888 | 10396800 | 51.5 | 185400 | 30 | 108000 | 196587.696 | 92812.026
24-289S | 2896 | 10425600 | 58.89 | 212004 | 22 | 79200 | 197132.9571 | 106649.0425
21-291/CT | 2912 | 10483200 | 54.44 | 195984 | 30 | 108000 | 198223.4792 | 98316.8743
19-300 | 3004 | 10814400 | 56.39 | 203004 | 30 | 108000 | 204493.9815 | 101968.0491
19-316 | 3167 | 11401200 | 56.39 | 203004 | 30 | 108000 | 215603.6758 | 101968.0491
24-331 | 3314 | 11930400 | 62.22 | 223992 | 30 | 108000 | 225622.8479 | 112884.1257
24-358 | 3584 | 12902400 | 63.89 | 230004 | 37 | 133200 | 244025.409 | 116011.0293
24-258S | 3584 | 12902400 | 63.89 | 230004 | 37 | 133200 | 244025.409 | 116011.0293
29-390 | 3902 | 14047200 | 72.78 | 262008 | 37 | 133200 | 265699.5365 | 132656.6419
31-392/CT | 3927 | 14137200 | 79.17 | 285012 | 33 | 118800 | 267403.4773 | 144621.261
29-422 | 4224 | 15206400 | 75 | 270000 | 44 | 158400 | 287646.2945 | 136813.364
29-422S | 4224 | 15206400 | 75 | 270000 | 37 | 133200 | 287646.2945 | 136813.364
34-434S | 4344 | 15638400 | 88.33 | 317988 | 33 | 118800 | 295825.2105 | 161772.4208
31-435/CT | 4350 | 15660000 | 81.67 | 294012 | 45 | 162000 | 296234.1563 | 149302.2544
31-458/CT | 4586 | 16509600 | 81.67 | 294012 | 45 | 162000 | 312319.3578 | 149302.2544
34-497 | 4971 | 17895600 | 93.33 | 335988 | 45 | 162000 | 338560.0468 | 171134.4076
29-498 | 4976 | 17913600 | 100.28 | 361008 | 44 | 158400 | 338900.8349 | 184147.5693
29-520 | 5200 | 18720000 | 97.5 | 351000 | 44 | 158400 | 354168.1449 | 178942.3046
29-525S | 5250 | 18900000 | 106.67 | 384012 | 44 | 158400 | 357576.0266 | 196112.1884
34-537 | 5376 | 19353600 | 95.83 | 344988 | 55.5 | 199800 | 366163.8884 | 175815.401
34-537S | 5376 | 19353600 | 95.83 | 344988 | 55.5 | 199800 | 366163.8884 | 175815.401
29-577 | 5776 | 20793600 | 103 | 370800 | 60 | 216000 | 393426.9418 | 189240.4901
29-600 | 6008 | 21628800 | 112.78 | 406008 | 60 | 216000 | 409239.5128 | 207552.5363
29-633 | 6334 | 22802400 | 112.78 | 406008 | 60 | 216000 | 431458.9014 | 207552.5363
39-746 | 7464 | 26870400 | 150.42 | 541512 | 66 | 237600 | 508477.0273 | 278029.573
39-780 | 7800 | 28080000 | 146.25 | 526500 | 90 | 324000 | 531377.9922 | 270221.676
39-866 | 8664 | 31190400 | 169.27 | 609372 | 90 | 324000 | 590266.1877 | 313324.2632

## ficheroM4100
*FLUID PARAMETERS
EQUATION 12
M4100_AAC01_Cp_CHW = CpAgua !kJ/kg.K
M4100_AAC01_Cp_HW = CpAgua !kJ/kg.K
M4100_AAC01_Cp_COW = CpAgua !kJ/kg.K
M4100_AAC01_Ro_CHW = RoAgua !kg/m3
M4100_AAC01_Ro_HW = RoAgua !kg/m3
M4100_AAC01_Ro_COW = RoAgua !kg/m3
M4100_AAC01_Mu_CHW = MuAgua !kg/m.h
M4100_AAC01_Mu_HW = MuAgua !kg/m.h
M4100_AAC01_Mu_COW = MuAgua !kg/m.h
M4100_AAC01_K_CHW = Kagua !kJ/h.m.K
M4100_AAC01_K_HW = Kagua !kJ/h.m.K
M4100_AAC01_K_COW = Kagua !kJ/h.m.K
*NOMINAL DATA
EQUATION 8
M4100_AAC01_QCHWNom = 100*1000*WTOKJPH !kJ/hr
M4100_AAC01_COPNom = 0.8599 !-
M4100_AAC01_TCHWInNom = 12 !°C
M4100_AAC01_TCHWOuNom = 7 !°C
M4100_AAC01_THWInNom = 95 !°C
M4100_AAC01_THWOuNom = 90 !°C
M4100_AAC01_TCOWInNom = 31.5 !°C
M4100_AAC01_TCOWOuNom = 36.5 !°C
*CYCLIC PARAMETERS
EQUATION 7
M4100_AAC01_coefa = 4036.4 !-
M4100_AAC01_coefb = -7625.6 !-
M4100_AAC01_coefc = 4037.3 !-
M4100_AAC01_fcycleperiod = 200 !seconds
M4100_AAC01_fQCHW = -0.015 !-
M4100_AAC01_fQCOW = 0.0038 !-
M4100_AAC01_fQHW = 0.02 !-
*CHILLERS PARAMETERS
EQUATION 12
M4100_AAC01_LU = 48 !-
M4100_AAC01_ExtFil_HW = 2 !-
M4100_AAC01_ExtFil_COW = 3 !-
M4100_AAC01_ExtFil_CHW = 3 !-
M4100_AAC01_ExtFil_PLR = 5 !-
M4100_AAC01_Wpower = 0.04*M4100_AAC01_QCHWNom !kJ/h
M4100_AAC01_TCHWset = 7 !°C
M4100_AAC01_QHWNom = M4100_AAC01_QCHWNom/M4100_AAC01_COPNom !kJ/hr
M4100_AAC01_QCOWNom = M4100_AAC01_QCHWNom+M4100_AAC01_QHWNom !kJ/hr
M4100_AAC01_MCHWNom = M4100_AAC01_QCHWNom/(M4100_AAC01_Cp_CHW*(M4100_AAC01_TCHWInNom-M4100_AAC01_TCHWOuNom)) !kg/h
M4100_AAC01_MHWNom = M4100_AAC01_QHWNom/(M4100_AAC01_Cp_HW*(M4100_AAC01_THWInNom-M4100_AAC01_THWOuNom)) !kg/h
M4100_AAC01_MCOWNom = M4100_AAC01_QCOWNom/(M4100_AAC01_Cp_COW*(M4100_AAC01_TCOWOuNom-M4100_AAC01_TCOWInNom)) !kg/h
*COOLING TOWER PARAMETERS
EQUATION 8
M4100_CT01_AtmPressNom = 1 !atm
M4100_CT01_MairNom = (M4100_AAC01_QCOWNom*0.018932676-251.549848)*RoAir !kg/hr
M4100_CT01_AirWTNom = 18.88 !°C
M4100_CT01_FanWNom = (M4100_CT01_MairNom/RoAir)*0.520110378-3616.43805 !kJ/hr
M4100_CT01_LSAirFrac = 0.6 !Fraction
M4100_CT01_LSCapFrac = 0.4 !Fraction
M4100_CT01_ConvAirFrac = 0.2 !Fraction
M4100_CT01_ConvCapFrac = 0.1 !Fraction
*STORAGE PARAMETERS
EQUATION 26
M4100_ST01_Loc = 0 !-
M4100_ST01_Vol = 4*(M4100_AAC01_MCHWNom*15/60)/M4100_AAC01_Ro_CHW !m3
M4100_ST01_Height = 8 !m
M4100_ST01_Fluidcp = M4100_AAC01_Cp_CHW !kJ/kg.K
M4100_ST01_Fluidrho = M4100_AAC01_Ro_CHW !kg/m3
M4100_ST01_Fluidmu = M4100_AAC01_Mu_CHW !kg/m.hr
M4100_ST01_Fluidk = M4100_AAC01_K_CHW !kJ/hr.m.K
M4100_ST01_IsoTopTh = 0.043*3.6/5 !m
M4100_ST01_IsoTopK = 0.043 !W.m.K
M4100_ST01_IsoLatTh = 0.043*3.6/5 !m
M4100_ST01_IsoLatK = 0.043 !W.m.K
M4100_ST01_IsoBotTh = 0.043*3.6/5 !m
M4100_ST01_IsoBotK = 0.043 !W.m.K
M4100_ST01_Utop = M4100_ST01_IsoTopK*WTOKJPH/M4100_ST01_IsoTopTh !kJ/hr.m^2.K
M4100_ST01_Ulat = M4100_ST01_IsoLatK*WTOKJPH/M4100_ST01_IsoLatTh !kJ/hr.m^2.K
M4100_ST01_Ubot = M4100_ST01_IsoBotK*WTOKJPH/M4100_ST01_IsoBotTh !kJ/hr.m^2.K
M4100_ST01_P1Mode = 1 !-
M4100_ST01_P1In = 1 !-
M4100_ST01_P1Ou = 9 !-
M4100_ST01_P2Mode = 1 !-
M4100_ST01_P2In = 10 !-
M4100_ST01_P2Ou = 2 !-
M4100_ST01_P3Mode = 1 !-
M4100_ST01_P3In = 10 !-
M4100_ST01_P3Ou = 1 !-
M4100_ST01_Tt0 = 12 !°C
*PUMP PARAMETERS
EQUATION 12
M4100_PU01_M = M4100_AAC01_MCHWNom !kg/h
M4100_PU01_V = M4100_PU01_M/M4100_AAC01_Ro_CHW !m3/h
M4100_PU01_AP = MIN(GT(M4100_PU01_V,0.2)*((9.49779473*10**-6)*M4100_PU01_V**3-0.00350971*M4100_PU01_V**2+0.44274642*M4100_PU01_V+5.87642027)+LE(M4100_PU01_V,0.2)*25*M4100_PU01_V,30)*M4100_AAC01_Ro_CHW*9.8 !Pa
M4100_PU01_P = M4100_PU01_AP*M4100_PU01_V*(1/3600)*3.6/eta_pump !kJ/h
M4100_PU02_M = M4100_AAC01_MHWNom !kg/h
M4100_PU02_V = M4100_PU02_M/M4100_AAC01_Ro_HW !m3/h
M4100_PU02_AP = MIN(GT(M4100_PU02_V,0.2)*((9.49779473*10**-6)*M4100_PU02_V**3-0.00350971*M4100_PU02_V**2+0.44274642*M4100_PU02_V+5.87642027)+LE(M4100_PU02_V,0.2)*25*M4100_PU02_V,30)*M4100_AAC01_Ro_HW*9.8 !Pa
M4100_PU02_P = M4100_PU02_AP*M4100_PU02_V*(1/3600)*3.6/eta_pump !kJ/h
M4100_PU03_M = M4100_AAC01_MCOWNom !kg/h
M4100_PU03_V = M4100_PU03_M/M4100_AAC01_Ro_COW !m3/h
M4100_PU03_AP = MIN(GT(M4100_PU03_V,0.2)*((9.49779473*10**-6)*M4100_PU03_V**3-0.00350971*M4100_PU03_V**2+0.44274642*M4100_PU03_V+5.87642027)+LE(M4100_PU03_V,0.2)*25*M4100_PU03_V,30)*M4100_AAC01_Ro_COW*9.8 !Pa
M4100_PU03_P = M4100_PU03_AP*M4100_PU03_V*(1/3600)*3.6/eta_pump !kJ/h
*PIPES PARAMETERS
EQUATION 9
M4100_PI0102_Loc = 0 !-
M4100_PI01_Di = MAX(0.015*(M4100_PU01_M/M4100_AAC01_Ro_CHW)^0.5,0.012) !m
M4100_PI01_e = ((1000*M4100_PI01_Di)*0.01823616+1.67597866)/1000 !m
M4100_PI01_Do = M4100_PI01_Di+2*M4100_PI01_e !m
M4100_PI01_Kpi = 328*WTOKJPH !kJ/h.m.K
M4100_PI01_Insth = ((1000*M4100_PI01_Do)*0.0253172213+51.1780361)/1000 !m
M4100_PI01_Insk = 0.043*WTOKJPH !kJ/h.m.K
M4100_PI01_L = 20 !m
M4100_PI01_L2 = 0.5*M4100_PI01_L !m

## ficheroOTROS
*LOGICAL UNIT ASSIGN
EQUATION 1
M0100_LU_MET = EQL(PAR_LOC,1)*11+EQL(PAR_LOC,2)*12+EQL(PAR_LOC,3)*13+EQL(PAR_LOC,4)*14+EQL(PAR_LOC,5)*15+EQL(PAR_LOC,6)*16 !-
*LOCATION AND METEO PARAMETERS
EQUATION 12
Type_Meteofile = 6 !TMY2
Mode_TiltSurf = 1 !TMY2
PAR_LOC = 4 !
Gth = EQL(PAR_LOC,1)*988.27+EQL(PAR_LOC,2)*1143.27+EQL(PAR_LOC,3)*1443.75+EQL(PAR_LOC,4)*1661.53+EQL(PAR_LOC,5)*1843.28+EQL(PAR_LOC,6)*2359.84 !kWh/m2
Gbh = EQL(PAR_LOC,1)*436.11+EQL(PAR_LOC,2)*482.44+EQL(PAR_LOC,3)*731.47+EQL(PAR_LOC,4)*1008.62+EQL(PAR_LOC,5)*1206.82+EQL(PAR_LOC,6)*1677.30 !kWh/m2
Gdh = Gth-Gbh !kWh/m2
Itmax = 1100*WTOKJPH !kJ/h.m2 (EQL(PAR_LOC,1)*1100+EQL(PAR_LOC,2)*1050+EQL(PAR_LOC,3)*1050+EQL(PAR_LOC,4)*1000+EQL(PAR_LOC,5)*1000)*WTOKJPH !kJ/h.m2
Itnom = EQL(PAR_LOC,1)*511.03+EQL(PAR_LOC,2)*537.89+EQL(PAR_LOC,3)*604.22+EQL(PAR_LOC,4)*668.48+EQL(PAR_LOC,5)*718.02+EQL(PAR_LOC,6)*861.92 !W/m2
Lat = EQL(PAR_LOC,1)*55.6667+EQL(PAR_LOC,2)*46.9833+EQL(PAR_LOC,3)*41.3879+EQL(PAR_LOC,4)*40.4167+EQL(PAR_LOC,5)*-33.4667+EQL(PAR_LOC,6)*-22.3094 !°
TAirAve = EQL(PAR_LOC,1)*7.99+EQL(PAR_LOC,2)*8.41+EQL(PAR_LOC,3)*16.27+EQL(PAR_LOC,4)*13.91+EQL(PAR_LOC,5)*14.01+EQL(PAR_LOC,6)*11.85 !°C
ATAir = 35 !°C
TAirTime = GT(Lat,0)*222+LT(Lat,0)*42 !
*GENERAL PARAMETERS
EQUATION 14
GrRef = 0.2 !-
ONLINE = 0 !-
WTOKJPH = 3.6 !W to kJ/h
PI = 3.141592654 !-
eta_pump = 0.7 !-
CpAgua = 4.19 !kJ/kg.K
RoAgua = 1000 !kg/m3
MuAgua = 3600*0.0005 !kg/m.h
Kagua = 3.6*0.65 !kJ/h.m.K
ExtSurConvCoef = 13 !kJ/h.m2.K
SoilCond = 8.72 !kJ/h.m.K
SoilDensity = 3200 !kg/m3
SoilCp = 0.84 !kJ/kg.K
RoAir = 1.29 !kg/m3
*